## excel
CODE | [7 empty] | UN | MI, 2007 | HERA | MEANING
[11 empty] | ENGLISH | PORTUGUÊS | ESPAÑOL | FRANÇAIS
bdg_1000_envr_ct | BDG | _ | 1000 | _ | ENVR | _ | CT | $ |  |  | lands, resettlements, relocations and other social and environmental cost | custos de terrenos, relocações e outras ações socioambientais | costos de terrenos, relocaciones y otras acciones socioambientales | coûts des terrains, relocations et autres actions socio-environnementales
bdg_1100_pwhc_ct | BDG | _ | 1100 | _ | PWHC | _ | CT | $ |  |  | powerhouse civil and related land development cost | custos civis das estruturas da casa de força e outras benfeitorias | costos civiles de las estructuras de la casa de máquinas y otras mejoras | coûts civils des structures de la salle des machines et autres améliorations
bdg_1200_dmhs_ct | BDG | _ | 1200 | _ | DMHS | _ | CT | $ |  |  | dams and hydraulic system cost | custos das barragens e adutoras | costos de las presas y aductoras | coûts des barrages et systèmes d'adductions
bdg_1210_div0_ct | BDG | _ | 1210 | _ | DIV0 | _ | CT | $ |  |  | diversion cost | custos do desvio do rio | costos del desvío del río | coûts de la dérivation
bdg_1220_dam0_ct | BDG | _ | 1220 | _ | DAM0 | _ | CT | $ |  |  | dams and dikes cost | custo das barragens e diques | costo de las presas y diques | coût des barrages et digues
bdg_1230_spw0_ct | BDG | _ | 1230 | _ | SPW0 | _ | CT | $ |  |  | spillway cost | custos dos vertedouros | costos de los aliviaderos | coûts des évacuateurs de crues
bdg_1240_hsy0_ct | BDG | _ | 1240 | _ | HSY0 | _ | CT | $ |  |  | intakes and adduction cost | custos de tomada d'água e adutoras | costos de toma de agua y aductoras | coûts de prise d'eau et systèmes d'adductions
bdg_1250_oth0_ct | BDG | _ | 1250 | _ | OTH0 | _ | CT | $ |  |  | special constructions cost | custos de construções especiais | costos de construcciones especiales | coûts des constructions spécifiques
bdg_1300_eqp0_ct | BDG | _ | 1300 | _ | EQP0 | _ | CT | $ |  |  | turbines and generators cost | custo de turbinas e geradores | costo de turbinas y generadores | coût des turbines et générateurs
bdg_1400_elet_ct | BDG | _ | 1400 | _ | ELET | _ | CT | $ |  |  | auxiliary electrical equipment cost | custo de equipamentos elétricos acessórios | costo de equipos eléctricos auxiliares | coût des équipements électriques auxiliaires
bdg_1500_mech_ct | BDG | _ | 1500 | _ | MECH | _ | CT | $ |  |  | miscellaneous mechanical equipment cost | custos de diversos equipamentos da usina | costos de otros equipos de la central | coûts des équipements divers de la centrale
bdg_1600_road_ct | BDG | _ | 1600 | _ | ROAD | _ | CT | $ |  |  | roads, railroads and bridges cost | custos de estradas de rodagem, de ferro e pontes | costos de carreteras, ferrocariles y puentes | coûts des routes, lignes de chemin de fer et ponts
bdg_1700_indt_ct | BDG | _ | 1700 | _ | INDT | _ | CT | $ |  |  | indirect cost | custos indiretos | costos indirectos | coûts indirects
bdg_1800_intr_ct | BDG | _ | 1800 | _ | INTR | _ | CT | $ |  |  | interest during construccion | juros durante a construção | interés durante la construción | intérêts survenus au cours de la construction
bdg_accs_brdg_up | BDG | _ | ACCS | _ | BRDG | _ | UP | $/m |  | X | unit price for local bridge access | preço unitário para pontes de acesso local | precio unitario para los puentes para acceso a la central | prix unitaire pour les ponts d'accès à la centrale
bdg_accs_road_up | BDG | _ | ACCS | _ | ROAD | _ | UP | $/km |  | X | unit price for local access | preço unitário para acesso local | precio unitario para los accesos por carretera a la central | prix unitaire pour les routes d'accès à la centrale
bdg_civl_misc_pc | BDG | _ | CIVL | _ | MISC | _ | PC | % |  | X | percentage of miscellaneous items for civil accounts | porcentagem de eventuais para contas civis | porcentaje de costos eventuales para cuentas civiles | pourcentage des coûts éventuels pour comptes civils
bdg_civl_oth0_pc | BDG | _ | CIVL | _ | OTH0 | _ | PC | % |  | X | percentage of other costs for civil accounts | porcentagem de outros custos para contas civis | porcentaje de otros costos para cuentas civiles | pourcentage des coûts divers pour les comptes civils
bdg_cofd_01st_up | BDG | _ | COFD | _ | 01ST | _ | UP | $/m³ |  | X | unit price for 1st phase cofferdams | preço unitário para ensecadeiras da 1ª fase | precio unitario para ataguías de 1a fase | prix unitaire pour les batardeaux de la 1ère phase
bdg_cofd_02nd_up | BDG | _ | COFD | _ | 02ND | _ | UP | $/m³ |  | X | unit price for 2nd phase cofferdams | preço unitário para ensecadeiras da 2ª fase | precio unitario para ataguías de 2a fase | prix unitaire pour les batardeaux de la 2ème phase
bdg_cofd_rmov_up | BDG | _ | COFD | _ | RMOV | _ | UP | $/m³ |  | X | unit price for cofferdam removal | preço unitário para a remoção de ensecadeiras | precio unitario para la remoción de ataguías | prix unitaire pour l'enlèvement des batardeaux
bdg_conc_cemt_up | BDG | _ | CONC | _ | CEMT | _ | UP | $/t |  | X | unit price for cement | preço unitário para cimento | precio unitario para el cemento | prix unitaire pour le ciment
bdg_conc_rcmc_up | BDG | _ | CONC | _ | RCMC | _ | UP | $/m³ |  | X | unit price for roller-compacted or mass concrete | preço unitário para concreto compactado a rolo ou concreto massa | precio unitario para hormigón compactado con rodillo o en masa | prix unitaire pour le béton compacté au rouleau ou en masse
bdg_conc_shot_up | BDG | _ | CONC | _ | SHOT | _ | UP | $/m³ |  | X | unit price for shotcrete | preço unitário para concreto projetado | precio unitario para concreto lanzado | prix unitaire pour le béton projeté
bdg_conc_stee_up | BDG | _ | CONC | _ | STEE | _ | UP | $/t |  | X | unit price for reinforcement steel | preço unitário para armadura | precio unitario para el acero de refuerzo | prix unitaire pour l'armure du béton
bdg_conc_strc_up | BDG | _ | CONC | _ | STRC | _ | UP | $/m³ |  | X | unit price for structural concrete | preço unitário para concreto estrutural | precio unitario para el hormigón reforzado | prix unitaire pour le béton structural
bdg_e0r0_fltr_up | BDG | _ | E0R0 | _ | FLTR | _ | UP | $/m³ |  | X | unit price for filters and transitions | preço unitário para filtros e transições | precio unitario para filtros y transiciones | prix unitaire pour les filtres et transitions
bdg_eart_fill_up | BDG | _ | EART | _ | FILL | _ | UP | $/m³ |  | X | unit price for compacted earthfill | preço unitário para solo compactado em barragens | precio unitario para relleno de tierra compactada | prix unitaire pour remblai compacté
bdg_eart_linr_up | BDG | _ | EART | _ | LINR | _ | UP | $/m² |  | X | unit price for geomembrane liner area of the earthfill dam | preço unitário para área de revestimento com geomembrana da barragem de terra | precio unitario para área del revestimiento con geomembrana de la presa de tierra | prix unitaire pour zone de revêtement avec géomembrane du barrage en terre
bdg_eart_prot_up | BDG | _ | EART | _ | PROT | _ | UP | $/m² |  | X | unit price for downstream face protection (grass) | preço unitário para proteção da face de jusante (grama) | precio unitario para protección del talud aguas abajo de la presa de tierra (pasto) | prix unitaire pour la protection du parement aval (pelouse)
bdg_eart_ripr_up | BDG | _ | EART | _ | RIPR | _ | UP | $/m³ |  | X | unit price for rip-rap or rockfill protection | preço unitário para rip-rap ou enrocamento de proteção | precio unitario para rip-rap o protección de enrocado | prix unitaire pour le rip-rap ou la protection du parament en enrochement
bdg_envr_misc_pc | BDG | _ | ENVR | _ | MISC | _ | PC | % |  | X | percentage of miscellaneous items for social and environmental accounts | porcentagem de eventuais para contas socioambientais | porcentaje de costos eventuales para cuentas socioambientales | pourcentage des coûts éventuels pour les comptes sociaux et environnementaux
bdg_envr_oth0_pc | BDG | _ | ENVR | _ | OTH0 | _ | PC | % |  | X | percentage of other costs for social and environmental accounts | porcentagem de outros custos para contas socioambientais | porcentaje de otros costos para cuentas socioambientales | pourcentage des coûts divers pour les comptes sociaux et environnementaux
bdg_eqp0_bfly_up | BDG | _ | EQP0 | _ | BFLY | _ | UP | $/t |  | X | unit price for butterfly valve | preço unitário para válvula borboleta | precio unitario de la válvula mariposa | prix unitaire pour la vanne papillon
bdg_eqp0_brdg_up | BDG | _ | EQP0 | _ | BRDG | _ | UP | $/t |  | X | unit price for bridge crane | preço unitário para ponte rolante | precio unitario para puente grúa | prix unitaire pour la pont roulant
bdg_eqp0_elec_pc | BDG | _ | EQP0 | _ | ELEC | _ | PC | % |  | X | percentage of auxiliary eletric equipment | porcentagem de equipamento elétrico acessório | porcentaje de equipo eléctrico auxiliar | pourcentage des équipement électrique auxiliaire
bdg_eqp0_embp_up | BDG | _ | EQP0 | _ | EMBP | _ | UP | $/t |  | X | unit price for embedded parts | preço unitário para peças fixas | precio unitario para piezas fijas | prix unitaire pour les pièces encastrées
bdg_eqp0_exch_k | BDG | _ | EQP0 | _ | EXCH | _ | K |  |  | X | exchange rate from dollars for equipment costs | taxa de câmbio do dólar para os custos de equipamentos | tasa de cambio del dólar para los costos de equipos | taux de change du dollar pour les coût des équipements
bdg_eqp0_fwgt_up | BDG | _ | EQP0 | _ | FWGT | _ | UP | $/t |  | X | unit price for fixed-wheel gate | preço unitário para comporta vagão | precio unitario para la compuerta vagón | prix unitaire pour la vanne wagon
bdg_eqp0_genr_up | BDG | _ | EQP0 | _ | GENR | _ | UP | $/t |  | X | unit price for generator | preço unitário para gerador | precio unitario para el generador | prix unitaire pour le générateur
bdg_eqp0_gtry_up | BDG | _ | EQP0 | _ | GTRY | _ | UP | $/t |  | X | unit price for gantry crane | preço unitário para pórtico rolante | precio unitario para pórtico rodante | prix unitaire pour la grue portique
bdg_eqp0_mech_pc | BDG | _ | EQP0 | _ | MECH | _ | PC | % |  | X | percentage of miscellaneous mechanical equipment | porcentagem de equipamentos mecânicos diversos | porcentaje de equipo mecánico diverso | pourcentage des équipements mécaniques divers
bdg_eqp0_meth_x | BDG | _ | EQP0 | _ | METH | _ | X |  |  | X | indicator of the method selected for equipment cost (0 = weight; 1 = database) | indicador do método selecionado para custo do equipamento (0 = peso; 1 = banco de dados) | indicador del método seleccionado para el costo del equipo (0 = peso; 1 = base de datos) | indicateur de la méthode choisie pour le coût de l'équipement (0 = poids; 1 = base de données)
bdg_eqp0_meth_x | BDG | _ | EQP0 | _ | METH | _ | X |  |  |  | indicator of the method selected for equipment cost (0 = weight; 1 = database) | indicador do método selecionado para custo do equipamento (0 = peso; 1 = banco de dados) | indicador del método seleccionado para el costo del equipo (0 = peso; 1 = base de datos) | indicateur de la méthode choisie pour le coût de l'équipement (0 = poids; 1 = base de données)
bdg_eqp0_misc_pc | BDG | _ | EQP0 | _ | MISC | _ | PC | % |  | X | percentage of miscellaneous items for equipment accounts | porcentagem de eventuais para contas de equipamentos | porcentaje de costos eventuales para cuentas de equipos | pourcentage des coûts éventuels pour les comptes d'équipement
bdg_eqp0_rack_up | BDG | _ | EQP0 | _ | RACK | _ | UP | $/t |  | X | unit price for trash rack | preço unitário para grades | precio unitario para las grades | prix unitaire pour les grilles
bdg_eqp0_segm_up | BDG | _ | EQP0 | _ | SEGM | _ | UP | $/t |  | X | unit price for segment gate | preço unitário para comporta segmento | precio unitario para la compuerta segmento | prix unitaire pour vanne segment
bdg_eqp0_slog_up | BDG | _ | EQP0 | _ | SLOG | _ | UP | $/t |  | X | unit price for stoplog | preço unitário para comporta ensecadeira | precio unitario para la compuerta ataguía | prix unitaire pour la vanne batardeau
bdg_eqp0_sphr_up | BDG | _ | EQP0 | _ | SPHR | _ | UP | $/t |  | X | unit price for spherical valve | preço unitário para válvula esférica | precio unitario de la válvula de esfera | prix unitaire pour la vanne sphérique
bdg_eqp0_tax0_pc | BDG | _ | EQP0 | _ | TAX0 | _ | PC | % |  | X | percentage of taxes and fees for equipment accounts | porcentagem de impostos e taxas para contas de equipamentos | porcentaje de impuestos y tarifas por cuentas de equipo | pourcentage des taxes et frais pour les comptes d'équipement
bdg_eqp0_test_pc | BDG | _ | EQP0 | _ | TEST | _ | PC | % |  | X | percentage of assembly and tests for equipment accounts | porcentagem de montagem e teste para contas de equipamentos | porcentaje de montaje y prueba para cuentas de equipo | pourcentage d´assemblage et des tests pour les comptes d'équipement
bdg_eqp0_tran_pc | BDG | _ | EQP0 | _ | TRAN | _ | PC | % |  | X | percentage of transportation and insurance for equipment accounts | porcentagem de transporte e seguro para contas de equipamentos | porcentaje de transporte y seguro para cuentas de equipo | pourcentage du transport et d´assurance pour les comptes d'équipement
bdg_eqp0_turb_up | BDG | _ | EQP0 | _ | TURB | _ | UP | $/t |  | X | unit price for turbine | preço unitário para turbina | precio unitario para la turbina | prix unitaire pour la turbine
bdg_eqp0_updt_k | BDG | _ | EQP0 | _ | UPDT | _ | K |  |  | X | update conversion rate from december 2006 for equipment costs | taxa de atualização de dezembro de 2006 para custos de equipamentos | tasa de actualización de diciembre 2006 para los costos de equipos | taux d'actualisation de décembre 2006 des coût des équipements
bdg_excv_borw_up | BDG | _ | EXCV | _ | BORW | _ | UP | $/m³ |  | X | unit price for borrow soil | preço unitário para escavação comum em jazida | precio unitario para excavación común en zona de préstamo | prix unitaire de l'excavation en zone d'emprunt
bdg_excv_qury_up | BDG | _ | EXCV | _ | QURY | _ | UP | $/m³ |  | X | unit price for quarry rock | preço unitário para escavação em pedreira | precio unitario para excavación de roca en cantera | prix unitaire de l'excavation en carrière
bdg_excv_rock_up | BDG | _ | EXCV | _ | ROCK | _ | UP | $/m³ |  | X | unit price for surface rock excavation | preço unitário para escavação em rocha a céu aberto | precio unitario para excavación en roca superficial | prix unitaire pour l'excavation em rocher
bdg_excv_soil_up | BDG | _ | EXCV | _ | SOIL | _ | UP | $/m³ |  | X | unit price for common excavation | preço unitário para escavação comum | precio unitario para excavación común | prix unitaire pour l'excavation en terrain meuble
bdg_excv_ugrk_up | BDG | _ | EXCV | _ | UGRK | _ | UP | $/m³ |  | X | unit price for underground rock excavation | preço unitário para escavação em rocha subterrânea | precio unitario para excavación de roca subterránea | prix unitaire pour l'excavation souterraine en rocher
bdg_indc_admn_pc | BDG | _ | INDC | _ | ADMN | _ | PC | % |  | X | percentage of indirect costs for owner´s administration | porcentagem de custos indiretos para administração do proprietário | porcentaje de costos indirectos para adminitración del propietario | pourcentage des coûts indirects pour l'administration du propriétaire
bdg_indc_cons_pc | BDG | _ | INDC | _ | CONS | _ | PC | % |  | X | percentage of indirect costs for construction site and worker's camp | porcentagem de custos indiretos para construção do canteiro e do acampamento | porcentaje de costos indirectos para la construcción del cartel y del campamento | pourcentage des coûts indirects pour le chantier de construction et le campement des travailleurs
bdg_indc_engr_pc | BDG | _ | INDC | _ | ENGR | _ | PC | % |  | X | percentage of indirect costs for basic engineering | porcentagem de custos indiretos para engenharia básica | porcentaje de costos indirectos para la ingeniería básica | pourcentage des coûts indirects pour l'ingénierie de base
bdg_indc_envr_pc | BDG | _ | INDC | _ | ENVR | _ | PC | % |  | X | percentage of indirect costs for environmental projects and studies | porcentagem de custos indirectos para projetos e estudos ambientais | porcentaje de costos indirectos para proyectos y estudios ambientales | pourcentage des coûts indirects pour les projets et les études environnementaux
bdg_indc_misc_pc | BDG | _ | INDC | _ | MISC | _ | PC | % |  | X | percentage of miscellaneous items for indirect costs | porcentagem de eventuais para indirect costs | porcentaje de costos eventuales para costos indirectos | pourcentage des coûts éventuels pour les coûts indirects
bdg_indc_opmt_pc | BDG | _ | INDC | _ | OPMT | _ | PC | % |  | X | percentage of indirect costs for maintenance and operation of the site and the camp | porcentagem de custos indiretos para manutenção e operação do canteiro e do acampamento | porcentaje de costos indirectos para mantenimiento y operación del cartel y del campamento | pourcentage des coûts indirects pour le fonctionnement et la maintenance du chantier et du campement
bdg_indc_spec_pc | BDG | _ | INDC | _ | SPEC | _ | PC | % |  | X | percentage of indirect costs for engineering special services | porcentagem de custos indiretos para serviços especiais de engenharia | porcentaje de costos indirectos por servicios especiales de ingeniería | pourcentage des coûts indirects pour les services spéciaux d'ingénierie
bdg_intr_cons_pc | BDG | _ | INTR | _ | CONS | _ | PC | % |  | X | percentage of interest during construction | porcentagem de juros durante a construção | porcentaje de interés durante la construcción | pourcentage des intérêts survenus au cours de la construction
bdg_popl_rurl_up | BDG | _ | POPL | _ | RURL | _ | UP | $/un |  | X | unit prices for families or inhabitants affected by the reservoir in rural areas | preço unitário para famílias ou habitantes atingidos pelo reservatório em zona rural | precio unitario para familias o habitantes afectados por el embalse en zona rural | prix unitaires pour les familles ou les habitants touchés par le réservoir dans la zone rurale
bdg_popl_urbn_up | BDG | _ | POPL | _ | URBN | _ | UP | $/un |  | X | unit prices for families or inhabitants affected by the reservoir in urban areas | preço unitário para famílias ou habitantes atingidos pelo reservatório em zona urbana | precio unitario para familias o habitantes afectados por el embalse en zona urbana | prix unitaires pour les familles ou les habitants touchés par le réservoir dans la zone urbaine
bdg_pstk_stee_up | BDG | _ | PSTK | _ | STEE | _ | UP | $/t |  | X | unit price for steel lining of penstocks | preço unitário para blindagem dos condutos forçados | precio unitario para el blindaje de la tubería forzada | prix unitaire pour l'acier de la conduite forcée
bdg_relc_brdg_up | BDG | _ | RELC | _ | BRDG | _ | UP | $/m |  | X | unit prices for bridges to be relocated | preço unitário para pontes a serem relocadas | precio unitario para puentes a ser reubicados | prix unitaires pour les ponts à relocaliser
bdg_relc_rail_up | BDG | _ | RELC | _ | RAIL | _ | UP | $/km |  | X | unit prices for railways to be relocated | preço unitário para ferrovias a serem relocadas | precio unitario para ferrocarriles a ser reubicados | prix unitaires pour les chemins de fer à relocaliser
bdg_relc_road_up | BDG | _ | RELC | _ | ROAD | _ | UP | $/km |  | X | unit prices for roads to be relocated | preço unitário para estradas a serem relocadas | precio unitario para carreteras a ser reubicadas | prix unitaires pour les routes à relocaliser
bdg_res0_clea_up | BDG | _ | RES0 | _ | CLEA | _ | UP | $/ha |  | X | unit prices for reservoir cleaning | preço unitário para limpeza de reservatórios | precio unitario para la limpieza del embalse | prix unitaires pour le nettoyage du réservoir
bdg_res0_ppa0_up | BDG | _ | RES0 | _ | PPA0 | _ | UP | $/ha |  | X | unit prices for permanent preservation areas | preço unitário para áreas de preservação permanente | precio unitario para área de preservación permanente | prix unitaires pour le zone de conservation permanente
bdg_res0_rurl_up | BDG | _ | RES0 | _ | RURL | _ | UP | $/ha |  | X | unit prices for rural properties affected by the reservoir | preço unitário para propriedades rurais afetadas pelo reservatório | precio unitario para propiedades rurales afectadas por el embalse | prix unitaires pour les propriétés rurales affectées par le réservoir
bdg_res0_tlin_up | BDG | _ | RES0 | _ | TLIN | _ | UP | $/km |  | X | unit prices for transmission lines to be relocated | preço unitário para linhas de transmissão a serem relocadas | precio unitario para líneas de transmisión a ser reubicadas | prix unitaires pour les lignes de transmission à relocaliser
bdg_res0_urbn_up | BDG | _ | RES0 | _ | URBN | _ | UP | $/ha |  | X | unit prices for urban properties affected by the reservoir | preço unitário para propriedades urbanas afetadas pelo reservatório | precio unitario de propiedades urbanas afectadas por el embalse | prix unitaires pour les propriétés urbaines affectées par le réservoir
bdg_rock_clay_up | BDG | _ | ROCK | _ | CLAY | _ | UP | $/m³ |  | X | unit price for clay core | preço unitário para núcleo de argila | precio unitario para núcleo de arcilla | prix unitaire pour noyau d'argile
bdg_rock_fill_up | BDG | _ | ROCK | _ | FILL | _ | UP | $/m³ |  | X | unit price for rockfill | preço unitário para enrocamento em barragens | precio unitario para relleno de enrocado | prix unitaire pour l'enrochement
bdg_totl_0000_ct | BDG | _ | TOTL | _ | 0000 | _ | CT | $ |  |  | total cost without interest during construccion | custo total sem juros durante a construção | costo total sin interés durante la construción | coût total sans les intérêts survenus au cours de la construction
bdg_totl_civl_ct | BDG | _ | TOTL | _ | CIVL | _ | CT | $ |  |  | total civil cost | custo total das obras civis | costo total de las obras civiles | coût total des ouvrages civils
bdg_totl_drct_ct | BDG | _ | TOTL | _ | DRCT | _ | CT | $ |  |  | direct cost | custos diretos | costos directos | coûts directs
bdg_totl_eqp0_ct | BDG | _ | TOTL | _ | EQP0 | _ | CT | $ |  |  | equipment cost | custo total dos equipamentos | costo total de los equipos | coût total des équipements
bdg_totl_indx_ct | BDG | _ | TOTL | _ | INDX | _ | CT | $ |  |  | index cost | custo índice | costo unitario de la potencia instalada | coût unitaire de la capacité installée
bdg_totl_intr_ct | BDG | _ | TOTL | _ | INTR | _ | CT | $ |  | X | total cost with interest during construccion | custo total com juros durante a construção | costo total con interés durante la construción | coût total avec les intérêts survenus au cours de la construction
bdg_trtm_conc_up | BDG | _ | TRTM | _ | CONC | _ | UP | $/m² |  | X | unit price for foundation cleaning and treatment in concrete strucutures | preço unitário para limpeza e tratamento de fundações em estruturas de concreto | precio unitario para limpieza y tratamiento de fundación en obras de hormigón | prix unitaire pour préparation et traitement des fondations des structures en béton
bdg_trtm_eart_up | BDG | _ | TRTM | _ | EART | _ | UP | $/m² |  | X | unit price for foundation cleaning and treatment in dam earthworks | preço unitário para limpeza e tratamento de fundações em obras de terra | precio unitario para limpieza y tratamiento de fundación en obras de tierra | prix unitaire pour préparation et traitement des fondations des travaux de terrassement
dam_botm_dwst_l | DAM | _ | BOTM | _ | DWST | _ | L | m |  |  | maximum dam downstream transversal length | extensão transversal máxima da barragem para jusante no leito | longitud transversal máxima de la presa aguas abajo en el cauce del río | longueur transversale maximale du barrage en aval dans le lit
dam_botm_max0_l | DAM | _ | BOTM | _ | MAX0 | _ | L | m |  |  | maximum dam transversal length | extensão transversal máxima total da barragem no leito | longitud transversal máxima total de la presa en el cauce del río | longueur transversale maximale totale du barrage dans le lit
dam_botm_upst_l | DAM | _ | BOTM | _ | UPST | _ | L | m |  |  | maximum dam upstream transversal length | extensão transversal máxima da barragem para montante no leito | longitud transversal máxima de la presa aguas arriba en el cauce del río | longueur transversale maximale du barrage en amont dans le lit
dam_conc_conc_m3 | DAM | _ | CONC | _ | CONC | _ | M3 | m³ |  |  | structural concrete volume of the concrete dam | volume de concreto estrutural da barragem de concreto | volumen de hormigón reforzado de la presa de hormigón | volume de béton structurel du barrage en béton
dam_conc_dwst_i | DAM | _ | CONC | _ | DWST | _ | I | m |  | X | downstream slope of the concrete dam | talude de jusante da barragem de concreto | talud aguas abajo de la presa de hormigón | fruit aval du barrage en béton
dam_conc_rcc0_m3 | DAM | _ | CONC | _ | RCC0 | _ | M3 | m³ |  |  | roller-compacted concrete volume of the concrete dam | volume de concreto compactado a rolo da barragem de concreto | volumen de hormigón compactado con rodillo de la presa de hormigón | volume de béton du barrage en béton qui a été compacté au rouleau
dam_conc_rkex_m3 | DAM | _ | CONC | _ | RKEX | _ | M3 | m³ |  |  | surface rock excavation volume of the concrete dam | volume de escavação em rocha da barragem de concreto | volumen de excavación en roca de la presa de hormigón | volume d'excavation en rocher du barrage en béton
dam_conc_slex_m3 | DAM | _ | CONC | _ | SLEX | _ | M3 | m³ |  |  | common excavation volume of the concrete dam | volume de escavação comum da barragem de concreto | volumen de excavación común de la presa de hormigón | volume d'excavation en terrain meuble du barrage en béton
dam_conc_trtm_m2 | DAM | _ | CONC | _ | TRTM | _ | M2 | m² |  |  | foundation cleaning and treatment area of the concrete dam | área de limpeza e tratamento de fundação da barragem de concreto | área de limpieza y tratamiento de fundación de la presa de hormigón | zone de préparation et traitement des fondations du barrage en béton
dam_conc_upst_i | DAM | _ | CONC | _ | UPST | _ | I | m |  | X | upstream slope of the concrete dam | talude de montante da barragem de concreto | talud aguas arriba de la presa de hormigón | fruit amont du barrage en béton
dam_crst_0000_el | DAM | _ | CRST | _ | 0000 | _ | EL | m |  | X | dam crest elevation | crista da barragem | cresta de la presa | cote de la crête du barrage
dam_crst_0000_l | DAM | _ | CRST | _ | 0000 | _ | L | m |  | X | dam crest width | largura da crista da barragem | ancho de la cresta de la presa | largeur de la crête du barrage
dam_crst_max0_h | DAM | _ | CRST | _ | MAX0 | _ | H | m |  |  | maximum dam height | altura máxima da barragem | altura máxima de la presa | hauteur maximale du barrage
dam_dvwl_spph_w | DAM | _ | DVWL | _ | SPPH | _ | W | m |  | X | dividing wall width between the spillway and the intake | largura do muro divisor entre vertedouro e tomada d'água | ancho del muro separador entre el aliviadero y la toma de agua | largeur du mur séparateur entre l'évacuateur de crues et la prise d'eau
dam_e0r0_tran_l | DAM | _ | E0R0 | _ | TRAN | _ | L | m³ |  | X | transition lenght from the earthfill to the rockfill dam section in case of transition walls | comprimento do trecho de transição entre as seções da barragem de terra e do abraço de enrocamento | longitud del tramo de transición entre las secciones de la presa de tierra y del abrazo de enrocado | longueur du segment de transition entre les sections du barrage en terre et en enrochement
dam_eart_dwst_i | DAM | _ | EART | _ | DWST | _ | I | m |  | X | downstream slope of the earthfill dam | talude de jusante da barragem de terra | talud aguas abajo de la presa de tierra | fruit aval du barrage en terre
dam_eart_fill_m3 | DAM | _ | EART | _ | FILL | _ | M3 | m³ |  |  | compacted earthfill volume of the earthfill dam | volume de aterro compactado da barragem de terra | volumen de relleno compactado de la presa de tierra | volume de remblai compacté du barrage en terre
dam_eart_filt_el | DAM | _ | EART | _ | FILT | _ | EL | m |  | X | vertical filter top elevation of the earthfill dam | elevação superior do filtro vertical da barragem de terra | elevación superior del filtro vertical de la presa de tierra | cote supérieure du filtre vertical du barrage en terre
dam_eart_filt_m3 | DAM | _ | EART | _ | FILT | _ | M3 | m³ |  |  | filters and transitions volumes of an earthfill dam | volume de filtros e transições da barragem de terra | volumen de filtros y transiciones de la presa de tierra | volume des filtres et transitions du barrage en terre
dam_eart_linr_m2 | DAM | _ | EART | _ | LINR | _ | M2 | m² |  | X | geomembrane liner area of the earthfill dam | área de revestimento com geomembrana da barragem de terra | área del revestimiento con geomembrana de la presa de tierra | zone de revêtement avec géomembrane du barrage en terre
dam_eart_prot_m2 | DAM | _ | EART | _ | PROT | _ | M2 | m² |  |  | dam downstream face protection of the earthfill dam | área da proteção do talude de jusante da barragem de terra (grama) | área de la protección del talud aguas abajo de la presa de tierra (pasto) | zone de la protection du parement aval du barrage en terre (pelouse)
dam_eart_ripr_el | DAM | _ | EART | _ | RIPR | _ | EL | m |  | X | rip-rap bottom elevation of the earthfill dam | elevação inferior do rip-rap da barragem de terra | elevación inferíor del rip-rap de la presa de tierra | cote inférieure du riprap du barrage en terre
dam_eart_ripr_m3 | DAM | _ | EART | _ | RIPR | _ | M3 | m³ |  |  | rip-rap volume of the earthfill dam | volume de rip-rap da barragem de terra (proteção do talude de montante) | volumen de rip-rap de la presa de tierra (protección del talude aguas arriba) | volume de riprap du barrage en terre (protection du parament amont)
dam_eart_slex_m3 | DAM | _ | EART | _ | SLEX | _ | M3 | m³ |  |  | common excavation volume of an earthfill dam | volume de escavação comum da barragem de terra | volumen de excavación común de la presa de tierra | volume d'excavation en terrain meuble du barrage en terre
dam_eart_trtm_m2 | DAM | _ | EART | _ | TRTM | _ | M2 | m² |  |  | foundation cleaning and treatment area of an earthfill dam | área de limpeza e tratamento de fundação da barragem de terra | área de limpieza y tratamiento de fundación de la presa de tierra | zone de préparation et traitement des fondations du barrage en terre
dam_eart_upst_i | DAM | _ | EART | _ | UPST | _ | I | m |  | X | upstream slope of the earthfill dam | talude de montante da barragem de terra | talud aguas arriba de la presa de tierra | fruit amont du barrage en terre
dam_min0_0000_el | DAM | _ | MIN0 | _ | 0000 | _ | EL | m |  | X | terrain minimum elevation along the dam axis | elevação mínima do terreno ao longo do eixo do barragem | elevación mínima del terreno a lo largo del eje de la presa | cote minimale du terrain le long de l'axe du barrage
dam_mxwl_axis_w | DAM | _ | MXWL | _ | AXIS | _ | W | m |  | X | dam axis length for the maximum reservoir water level | extensão do eixo do barramento no NA normal | longitud del eje de la presa en el nivel de agua normal del embalse | longueur de l'axe du barrage au niveau normal du réservoir
dam_rock_clay_m3 | DAM | _ | ROCK | _ | CLAY | _ | M3 | m³ |  |  | clay core volume of the rockfill dam | volume do núcleo de argila da barragem de enrocamento | volumen del núcleo de arcilla de la presa de enrocado | volume du noyau d'argile du barrage en enrochement
dam_rock_conc_m3 | DAM | _ | ROCK | _ | CONC | _ | M3 | m³ |  |  | concrete face volume of the rockfill dam | volume de concreto da barragem de enrocamento com face (ainda não temos) | volumen de hormigón de la presa de enrocado con cara de hormigón | volume de béton du barrage en enrochement à masque
dam_rock_dwst_i | DAM | _ | ROCK | _ | DWST | _ | I | m |  | X | downstream slope of the rockfill dam | talude de jusante da barragem de enrocamento | talud aguas abajo de la presa de enrocado | fruit aval du barrage en enrochement
dam_rock_fill_m3 | DAM | _ | ROCK | _ | FILL | _ | M3 | m³ |  |  | rockfill volume of the rockfill dam | volume de enrocamento da barragem de enrocamento | volumen de enrocado de la presa de enrocado | volume d'enrochement du barrage en enrochement
dam_rock_slex_m3 | DAM | _ | ROCK | _ | SLEX | _ | M3 | m³ |  |  | common excavation volume of a rockfill dam | volume de escavação comum da barragem de enrocamento | volumen de excavación común de la presa de enrocado | volume d'excavation en terrain meuble du barrage en enrochement
dam_rock_tran_m3 | DAM | _ | ROCK | _ | TRAN | _ | M3 | m³ |  |  | transitions volumes of a rockfill dam | volume de transições da barragem de enrocamento | volumen de transiciones de la presa de enrocado | volume des transitions du barrage en enrochement
dam_rock_trtm_m2 | DAM | _ | ROCK | _ | TRTM | _ | M2 | m² |  |  | foundation cleaning and treatment area of a rockfill dam | área de limpeza e tratamento de fundação da barragem de enrocamento | área de limpieza y tratamiento de fundación de la presa de enrocado | zone de préparation et traitement des fondations du barrage en enrochement
dam_rock_upst_i | DAM | _ | ROCK | _ | UPST | _ | I | m |  | X | upstream slope of the rockfill dam | talude de montante da barragem de enrocamento | talud aguas arriba de la presa de enrocado | fruit amont du barrage en enrochement
dam_trwl_0001_h | DAM | _ | TRWL | _ | 0001 | _ | H | m |  | X | transition wall 1 height (numbering from left to right) | altura do muro de transição 1 (numeração da esquerda para a direita) | altura del muro de transición 1 (numeración de la izquierda para la derecha) | hauteur du mur de transition 1 (numérotation de la gauche vers la droite)
dam_trwl_0001_l | DAM | _ | TRWL | _ | 0001 | _ | L | m |  | X | transition wall 1 length (if zero, it´s a retaining wall) | extensão do muro de abraço 1 (se é igual a 0, o muro é de encosto) | longitud del muro de abrazo 1 (se es igual a 0, el muro es de respaldo) | longueur du mur de transition 1 (mur de soutènement si cette longueur est égale à 0)
dam_trwl_0002_h | DAM | _ | TRWL | _ | 0002 | _ | H | m |  | X | transition wall 2 height (numbering from left to right) | altura do muro de transição 2 (numeração da esquerda para a direita) | altura del muro de transición 2 (numeración de la izquierda para la derecha) | hauteur du mur de transition 2 (numérotation de la gauche vers la droite)
dam_trwl_0002_l | DAM | _ | TRWL | _ | 0002 | _ | L | m |  | X | transition wall 2 length (if zero, it´s a retaining wall) | extensão do muro de abraço 2 (se é igual a 0, o muro é de encosto) | longitud del muro de abrazo 2 (se es igual a 0, el muro es de respaldo) | longueur du mur de transition 2 (mur de soutènement si cette longueur est égale à 0)
dam_trwl_0003_h | DAM | _ | TRWL | _ | 0003 | _ | H | m |  | X | transition wall 3 height (numbering from left to right) | altura do muro de transição 3 (numeração da esquerda para a direita) | altura del muro de transición 3 (numeración de la izquierda para la derecha) | hauteur du mur de transition 3 (numérotation de la gauche vers la droite)
dam_trwl_0003_l | DAM | _ | TRWL | _ | 0003 | _ | L | m |  | X | transition wall 3 length (if zero, it´s a retaining wall) | extensão do muro de abraço 3 (se é igual a 0, o muro é de encosto) | longitud del muro de abrazo 3 (se es igual a 0, el muro es de respaldo) | longueur du mur de transition 3 (mur de soutènement si cette longueur est égale à 0)
dam_trwl_0004_h | DAM | _ | TRWL | _ | 0004 | _ | H | m |  | X | transition wall 4 height (numbering from left to right) | altura do muro de transição 4 (numeração da esquerda para a direita) | altura del muro de transición 4 (numeración de la izquierda para la derecha) | hauteur du mur de transition 4 (numérotation de la gauche vers la droite)
dam_trwl_0004_l | DAM | _ | TRWL | _ | 0004 | _ | L | m |  | X | transition wall 4 extension (if zero, it´s a retaining wall) | extensão do muro de abraço 4 (se é igual a 0, o muro é de encosto) | longitud del muro de abrazo 4 (se es igual a 0, el muro es de respaldo) | longueur du mur de transition 4 (mur de soutènement si cette longueur est égale à 0)
dam_trwl_conc_m3 | DAM | _ | TRWL | _ | CONC | _ | M3 | m³ |  |  | structural concrete volume of the transition walls | volume de concreto estrutural dos muros de transição de concreto | volumen de hormigón reforzado de los muros de transición de hormigón | volume en béton structurel des murs de transition en béton
dam_trwl_rkex_m3 | DAM | _ | TRWL | _ | RKEX | _ | M3 | m³ |  |  | surface rock excavation volume of the transition walls | volume de escavação em rocha dos muros de transição de concreto | volumen de excavación en roca de los muros de transición de hormigón | volume d'excavation en rocher des murs de transition en béton
dam_trwl_slex_m3 | DAM | _ | TRWL | _ | SLEX | _ | M3 | m³ |  |  | common excavation volume of the transition walls | volume de escavação comum dos muros de transição de concreto | volumen de excavación común de los muros de transición de hormigón | volume d'excavation en terrain meuble des murs de transition en béton
dam_trwl_trtm_m2 | DAM | _ | TRWL | _ | TRTM | _ | M2 | m² |  |  | foundation cleaning and treatment area of the transition walls | área de limpeza e tratamento de fundação dos muros de transição de concreto | área de limpieza y tratamiento de fundación de los muros de transición de hormigón | zone de préparation et traitement des fondations des murs de transition en béton
div_cfd1_dfld_q | DIV | _ | CFD1 | _ | DFLD | _ | Q | m³/s |  | X | design flood for the 1st phase diversion structures | vazão de projeto para as estruturas da 1a fase de desvio | caudal de diseño para las estrucuturas de la primera fase del desvío | débit de projet pour les structures de la 1ère phase de dérivation
div_cfd1_dwst_el | DIV | _ | CFD1 | _ | DWST | _ | EL | m |  |  | crest elevation of the first phase downstream cofferdam | elevação da crista da ensecadeira de 1a fase a jusante | elevación de la cresta de la ataguía de 1a fase aguas abajo | cote de la crête du batardeau de la 1ère phase en aval
div_cfd1_fill_m3 | DIV | _ | CFD1 | _ | FILL | _ | M3 | m³ |  |  | total volume of the first phase cofferdam | volume total de aterro da ensecadeira de 1a fase | volumen total de relleno de la ataguía de 1a fase | volume total en remblai du batardeau de 1ère phase
div_cfd1_upst_el | DIV | _ | CFD1 | _ | UPST | _ | EL | m |  |  | crest elevation of the first phase upstream cofferdam | elevação da crista da ensecadeira de 1a fase a montante | elevación de la cresta de la ataguía de 1a fase aguas arriba | cote de la crête du batardeau de la 1ère phase en amont
div_cfd2_dfld_q | DIV | _ | CFD2 | _ | DFLD | _ | Q | m³/s |  | X | design flood for the 2nd phase diversion structures | vazão de projeto para as estruturas da 2a fase de desvio | caudal de diseño para las estrucuturas de la segunda fase del desvío | débit de projet pour les structures de la 2ème phase de dérivation
div_cfd2_dwst_el | DIV | _ | CFD2 | _ | DWST | _ | EL | m |  | X | crest elevation of the second phase downstream cofferdam | elevação da crista da ensecadeira de jusante | elevación de la cresta de la ataguía aguas abajo | cote de la crête du batardeau en aval
div_cfd2_fill_m3 | DIV | _ | CFD2 | _ | FILL | _ | M3 | m³ |  |  | total volume of the second phase cofferdam | volume total de aterro das ensecadeiras de 2a fase | volumen total de relleno de las ataguías de 2a fase | volume total en remblai des batardeaux de la 2ème phase
div_cfd2_upst_el | DIV | _ | CFD2 | _ | UPST | _ | EL | m |  | X | crest elevation of the second phase upstream cofferdam | elevação da crista da ensecadeira de montante | elevación de la cresta de la ataguía aguas arriba | cote de la crête du batardeau en amont
div_chan_appr_el | DIV | _ | CHAN | _ | APPR | _ | EL | m | Elcr | X | sill elevation of the diversion approach channel | elevação da soleira do canal de aproximação do desvio | elevación de la solera del canal de aproximación del desvío | cote du seuil du canal d'approche de la dérivation
div_chan_botm_w | DIV | _ | CHAN | _ | BOTM | _ | W | m |  | X | sill width of the diversion channels | largura da base do canal de desvio | ancho de la base del canal de desvío | largeur de la base du canal de dérivation
div_chan_regc_m3 | DIV | _ | CHAN | _ | REGC | _ | M3 | m² |  |  | dental concrete volume for the regularization of the diversion channels | volume do concreto de regularização do canal de desvio | volumen de concreto de regularización del canal de desvío | volume de béton de propreté du canal de dérivation
div_chan_rest_el | DIV | _ | CHAN | _ | REST | _ | EL | m | Elca | X | sill elevation of the diversion restitiution channel | elevação da soleira do canal de restituição do desvio | elevación de la solera del canal de restitución del desvío | cote du seuil du canal de restitution de la dérivation
div_chan_rkex_m3 | DIV | _ | CHAN | _ | RKEX | _ | M3 | m³ |  |  | surface rock excavation volume of the diversion channels | volume de escavação em rocha dos canais de desvio | volumen de excavación en roca de los canales de desvío | volume d'excavation en rocher des canaux de dérivation
div_chan_slex_m3 | DIV | _ | CHAN | _ | SLEX | _ | M3 | m³ |  |  | common excavation volume of the diversion channels | volume de escavação comum dos canais de desvio | volumen de excavación común de los canales de desvío | volume d'excavation en terrain meuble des canaux de dérivation
div_g0s0_embp_ct | DIV | _ | G0S0 | _ | EMBP | _ | CT | $ |  |  | embedded parts cost of the diversion gallery or sluiceway equipment | custo das peças fixas dos equipamentos da galeria ou adufa de desvio | costo de las piezas fijas de los equipos de la galería de desvío | coût des pièces encastrées des équipements de la galerie de dérivation
div_g0s0_embp_t | DIV | _ | G0S0 | _ | EMBP | _ | T | t |  |  | weight of the embedded parts of the diversion gallery or sluiceway equipment | peso das peças fixas dos equipamentos da galeria ou adufa de desvio | peso de las piezas fijas de los equipos de la galería de desvío | poids des pièces encastrées des équipements de la galerie de dérivation
div_g0s0_fwgt_ct | DIV | _ | G0S0 | _ | FWGT | _ | CT | $ |  |  | fixed wheel gates cost of the diversion gallery or sluiceway | custo de uma comporta vagão da galeria ou adufa de desvio | costo de una compuerta vagón de la galería de desvío | coût d'une vanne wagon de la galerie de dérivation
div_g0s0_fwgt_n | DIV | _ | G0S0 | _ | FWGT | _ | N |  |  |  | number of fixed wheel gates of the diversion gallery or sluiceway | quantidade de comportas vagão da galeria ou adufa de desvio | cantidad de compuertas vagón de la galería de desvío | quantité de vannes wagons de la galerie de dérivation
div_g0s0_fwgt_t | DIV | _ | G0S0 | _ | FWGT | _ | T | t |  |  | weight of the fixed wheel gates of the diversion gallery or sluiceway | peso de uma comporta vagão da galeria ou adufa de desvio | peso de una compuerta vagón de la galería de desvío | poids d'une vanne wagon de la galerie de dérivation
div_g0s0_slog_ct | DIV | _ | G0S0 | _ | SLOG | _ | CT | $ |  |  | stoplogs cost of the diversion gallery or sluiceway | custo de uma comporta ensecadeira da galeria ou adufa de desvio | costo de una compuerta ataguía de la galería de desvío | coût d'une vanne batardeau de la galerie de dérivation
div_g0s0_slog_n | DIV | _ | G0S0 | _ | SLOG | _ | N |  |  |  | number of stoplogs of the diversion gallery or sluiceway | quantidade de comportas ensecadeira da galeria ou adufa de desvio | cantidad de compuertas ataguía de la galería de desvío | quantité de vannes batardeaux de la galerie de dérivation
div_g0s0_slog_t | DIV | _ | G0S0 | _ | SLOG | _ | T | t |  |  | weight of the stoplogs of the diversion gallery or sluiceway | peso de uma comporta ensecadeira da galeria ou adufa de desvio | peso de una compuerta ataguía de la galería de desvío | poids d'une vanne batardeau de la galerie de dérivation
div_gall_conc_m3 | DIV | _ | GALL | _ | CONC | _ | M3 | m³ |  |  | structural concrete volume of the diversion gallery (including intake) | volume de concreto estrutural da galeria de desvio, inclusive tomada | volumen de hormigón reforzado de la galería de desvío, incluso la toma de agua | volume de béton structurel de la galerie de dérivation, prise d'eau incluse
div_gall_conc_th | DIV | _ | GALL | _ | CONC | _ | TH | m | epl |  | concrete wall thickness of the diversion gallery | espessura das paredes de concreto da galeria de desvio | espesor de las paredes de hormigón de la galería de desvío | épaisseur des murs en béton de la galerie de dérivation
div_gall_cter_el | DIV | _ | GALL | _ | CTER | _ | EL | m |  |  | mean terrain elevation around the gallery | elevação média do terreno ao redor da galeria de desvio | elevación promedia del terreno alrededor de la galería de desvío | cote moyenne du terrain autour de la galerie de dérivation
div_gall_endl_x | DIV | _ | GALL | _ | ENDL | _ | X |  |  | X | indicator of the end of the diversion gallery dimensioning (0 = end; 1 = continue) | indicador do fim do dimensionamento da galeria de desvio (0 = finalizar; 1 = continuar) | indicador del fin del dimensionamiento de la galería de desvío (0 = finalizar; 1 = continuar) | indicateur du fin du dimensionnement de la galerie de dérivation (0 = terminer; 1 = continuer)
div_gall_gate_h | DIV | _ | GALL | _ | GATE | _ | H | m | Hga |  | gate height of the diversion gallery | altura do vão da galeria de desvio | altura del vano de la galería de desvío | hauteur de la vanne de la galerie de dérivation
div_gall_gate_n | DIV | _ | GALL | _ | GATE | _ | N |  | Nga |  | number of gates of the diversion gallery | quantidade de galerias | cantidad de galerías | quantité de galeries
div_gall_gate_w | DIV | _ | GALL | _ | GATE | _ | W | m | B1ga |  | gate width of the diversion gallery | largura do vão da galeria de desvio | ancho del vano de la galería de desvío | largeur de la vanne de la galerie de dérivation
div_gall_loop_n | DIV | _ | GALL | _ | LOOP | _ | N |  |  | X | number of iterations for the diversion gallery dimensioning | número de iterações para dimensionamento da galeria de desvio | número de iteraciones para el dimensionamientode la galería de desvío | nombre d'itérations pour le dimensionnement de la galerie de dérivation
div_gall_rkex_m3 | DIV | _ | GALL | _ | RKEX | _ | M3 | m³ |  |  | surface rock excavation volume of the diversion gallery | volume de escavação em rocha da galeria de desvio | volumen de excavación en roca de la galería de desvío | volume d'excavation en rocher de la galerie de dérivation
div_gall_totl_l | DIV | _ | GALL | _ | TOTL | _ | L | m |  | X | total length of the diversion gallery | extensão da galeria de desvio | longitud de la galería de desvío | longueur de la galerie de dérivation
div_gall_totl_w | DIV | _ | GALL | _ | TOTL | _ | W | m | Bga | X | total width of the diversion gallery | largura total da galeria de desvio | ancho total de la galería de desvío | largeur totale de la galerie de dérivation
div_gall_trtm_m2 | DIV | _ | GALL | _ | TRTM | _ | M2 | m² |  |  | foundation cleaning and treatment area of the diversion gallery | área de limpeza e tratamento de fundação da galeria de desvio | área de limpieza y tratamiento de fundación de la galería de desvío | zone de préparation et traitement des fondations de la galerie de dérivation
div_slui_conc_m3 | DIV | _ | SLUI | _ | CONC | _ | M3 | m³ |  |  | structural concrete volume of the sluiceway | volume de concreto estrutural da adufa de desvio | volumen de hormigón reforzado de la galería de desvío debajo del aliviadero | volume de béton structurel du pertuis de dérivation
div_slui_gate_h | DIV | _ | SLUI | _ | GATE | _ | H | m | Had |  | gate height of the sluiceway | altura do vão de adufas de desvio | altura del vano de galería de desvío debajo del aliviadero | hauteur de la vanne du pertuis de dérivation
div_slui_gate_n | DIV | _ | SLUI | _ | GATE | _ | N | m | Nad |  | number of gates of the sluiceway | quantidade de adufas de desvio | cantidad de galería de desvío debajo del aliviadero | quantité de vannes de pertuis de dérivation
div_slui_gate_w | DIV | _ | SLUI | _ | GATE | _ | W | m | B1ad |  | gate width of the sluiceway | largura do vão de adufas de desvio | ancho del vano de galería de desvío debajo del aliviadero | largeur de la vanne du pertuis de dérivation
div_slui_rkex_m3 | DIV | _ | SLUI | _ | RKEX | _ | M3 | m³ |  |  | surface rock excavation volume of the sluiceway | volume de escavação em rocha da adufa de desvio | volumen de excavación en roca la galería de desvío debajo del aliviadero | volume d'excavation en rocher du pertuis de dérivation
div_slui_slog_ct | DIV | _ | SLUI | _ | SLOG | _ | CT | $ |  |  | downstream stoplogs cost of the sluiceway | custo de uma comporta ensecadeira de jusante da adufa de desvio | costo de una compuerta ataguía aguas abajo de la galería de desvío | coût d'une vanne batardeau en aval du pertuis de dérivation
div_slui_slog_n | DIV | _ | SLUI | _ | SLOG | _ | N |  |  |  | number of downstream stoplogs of the sluiceway | quantidade de comportas ensecadeira de jusante da adufa de desvio | cantidad de compuertas ataguía aguas abajo de la galería de desvío | quantité de vannes batardeaux en aval du pertuis de dérivation
div_slui_slog_t | DIV | _ | SLUI | _ | SLOG | _ | T | t |  |  | weight of the downstream stoplogs of the sluiceway | peso de uma comporta ensecadeira de jusante da adufa de desvio | peso de una compuerta ataguía aguas abajo de la galería de desvío | poids d'une vanne batardeau en aval du pertuis de dérivation
div_slui_totl_w | DIV | _ | SLUI | _ | TOTL | _ | W | m | Bad |  | total width of the sluiceway | largura total das adufas de desvio | ancho total de galería de desvío en el aliviadero | largeur totale des galeries de dérivation
div_slui_trtm_m2 | DIV | _ | SLUI | _ | TRTM | _ | M2 | m² |  |  | foundation cleaning and treatment area of the sluiceway | área de limpeza e tratamento de fundação da adufa de desvio | área de limpieza y tratamiento de fundación de la galería de desvío debajo del aliviadero | zone de préparation et traitement des fondations du pertuis de dérivation
div_spt1_rbnk_el | DIV | _ | SPT1 | _ | RBNK | _ | EL | m |  | X | minimum terrain elevation for the excavation septum in the 1st phase diversion | elevação mínima do terreno para septo de excavação na primeira fase de desvio | elevación mínima del terreno para el septo de excavación en la primera fase del desvío | cote minimale du terrain pour le septum d'excavation dans la 1ère phase de dérivation
div_spt1_rbnk_w | DIV | _ | SPT1 | _ | RBNK | _ | W | m |  | X | minimum distance from the septum to locate the structures | distancia mínima do septo para posicionamento das estruturas | distancia mínima del septo para ubicar las estructuras | distance minimale du septum pour positionner les structures
div_tund_0000_d | DIV | _ | TUND | _ | 0000 | _ | D | m | Dtd |  | height and widht of the diversion tunnel cross section (arch with straight sides) | altura e largura da seção arco-retângulo do túnel de desvio | altura y ancho de la sección arcoretángulo del túnel de desvío | hauteur et largeur du tunnel de dérivation en voûte
div_tund_0000_n | DIV | _ | TUND | _ | 0000 | _ | N |  | Ntd |  | number of diversion tunnels | quantidade de túneis de desvio | cantidad de túneis de desvío | quantité de tunnels de dérivation
div_tund_conc_l | DIV | _ | TUND | _ | CONC | _ | L | m | Lc |  | concrete lining length of the diversion tunnel | extensão do túnel com revestimento de concreto estrutural | longitud del túnel con revestimiento de hormigón reforzado | longueur du tunnel avec revêtement en béton structurel
div_tund_conc_m3 | DIV | _ | TUND | _ | CONC | _ | M3 | m³ |  |  | structural concrete volume of the diversion tunnels (including intake) | volume de concreto estrutural do túnel de desvio, inclusive tomada | volumen de hormigón reforzado del túnel de desvío, incluso toma de agua | volume de béton structurel du tunnel de dérivation, prise d'eau incluse
div_tund_conc_th | DIV | _ | TUND | _ | CONC | _ | TH | m | ec |  | concrete lining thickness of the diversion tunnel | espessura do revestimento de concreto do túnel de desvio | espesor del revestimiento de hormigón del túnel de desvío | épaisseur du revêtement en béton du tunnel de dérivation
div_tund_dter_el | DIV | _ | TUND | _ | DTER | _ | EL | m |  | X | terrain minimum elevation to define the outlet location of the diversion tunnel | elevação mínima para posicionamento do desemboque do túnel de desvio | elevación mínima para ubicación del desemboque del túnel de desvío | cote minimale pour le positionnement de l'entrée du tunnel de dérivation
div_tund_embp_ct | DIV | _ | TUND | _ | EMBP | _ | CT | $ |  |  | embedded parts cost of the diversion tunnel equipment | custo das peças fixas dos equipamentos do túnel de desvio | costo de las piezas fijas de los equipos del túnel de desvío | coût des pièces encastrées des équipements du tunnel de dérivation
div_tund_embp_t | DIV | _ | TUND | _ | EMBP | _ | T | t |  |  | weight of the embedded parts of the diversion tunnel equipment | peso das peças fixas dos equipamentos do túnel de desvio | peso de las piezas fijas de los equipos del túnel de desvío | poids des pièces encastrées des équipements du tunnel de dérivation
div_tund_endl_x | DIV | _ | TUND | _ | ENDL | _ | X |  |  | X | indicator of the end of the diversion tunnel dimensioning (0 = end; 1 = continue) | indicador do fim do dimensionamento do túnel de desvio (0 = finalizar; 1 = continuar) | indicador del fin del dimensionamiento del túnel de desvío (0 = finalizar; 1 = continuar) | indicateur du fin du dimensionnement du tunnel de dérivation (0 = terminer; 1 = continuer)
div_tund_fwgt_ct | DIV | _ | TUND | _ | FWGT | _ | CT | $ |  |  | fixed wheel gates cost of the diversion tunnel | custo de uma comporta vagão do túnel de desvio | costo de una compuerta vagón del túnel de desvío | coût d'une vanne wagon du tunnel de dérivation
div_tund_fwgt_n | DIV | _ | TUND | _ | FWGT | _ | N |  |  |  | number of fixed wheel gates of the diversion tunnel | quantidade de comportas vagão do túnel de desvio | cantidad de compuertas vagón del túnel de desvío | quantité de vannes wagons du tunnel de dérivation
div_tund_fwgt_t | DIV | _ | TUND | _ | FWGT | _ | T | t |  |  | weight of the fixed wheel gates of the diversion tunnel | peso de uma comporta vagão do túnel de desvio | peso de una compuerta vagón del túnel de desvío | poids d'une vanne wagon du tunnel de dérivation
div_tund_loop_n | DIV | _ | TUND | _ | LOOP | _ | N |  |  | X | number of iterations for the diversion tunnel dimensioning | número de iterações para dimensionamento do túnel de desvio | número de iteraciones para el dimensionamiento del túnel de desvío | nombre d'itérations pour le dimensionnement du tunnel de dérivation
div_tund_rock_l | DIV | _ | TUND | _ | ROCK | _ | L | m |  |  | no-lining length of the diversion tunnel | extensão do túnel sem revestimento | longitud del túnel sin revestimiento | longueur du tunnel sans revêtement
div_tund_shot_l | DIV | _ | TUND | _ | SHOT | _ | L | m | Lcp |  | shotcrete lining length of the diversion tunnel | extensão do túnel com revestimento de concreto projetado | longitud del túnel con revestimiento de concreto lanzado | longueur du tunnel avec revêtement en béton projeté
div_tund_shot_m3 | DIV | _ | TUND | _ | SHOT | _ | M3 | m³ |  |  | shotcrete volume of the diversion tunnels | volume de concreto projetado do túnel de desvio | volumen de concreto lanzado del túnel de desvío | volume de béton projeté du tunnel de dérivation
div_tund_shot_th | DIV | _ | TUND | _ | SHOT | _ | TH | m | ecp |  | shotcrete lining thickness of the diversion tunnel | espessura do revestimento de concreto projetado | espesor del revestimiento de concreto lanzado | épaisseur du revêtement en béton projeté
div_tund_slog_ct | DIV | _ | TUND | _ | SLOG | _ | CT | $ |  |  | stoplogs cost of the diversion tunnel | custo de uma comporta ensecadeira do túnel de desvio | costo de una compuerta ataguía del túnel de desvío | coût d'une vanne batardeau du tunnel de dérivation
div_tund_slog_n | DIV | _ | TUND | _ | SLOG | _ | N |  |  |  | number of stoplogs of the diversion tunnel | quantidade de comportas ensecadeira do túnel de desvio | cantidad de compuertas ataguía del túnel de desvío | quantité de vannes batardeaux du tunnel de dérivation
div_tund_slog_t | DIV | _ | TUND | _ | SLOG | _ | T | t |  |  | weight of the stoplogs of the diversion tunnel | peso de uma comporta ensecadeira do túnel de desvio | peso de una compuerta ataguía del túnel de desvío | poids d'une vanne batardeau du tunnel de dérivation
div_tund_totl_l | DIV | _ | TUND | _ | TOTL | _ | L | m |  | X | total length of the diversion tunnel, obtained from the topography | extensão total do túnel de desvio obtida da topografia | longitud total del túnel de desvío obtida de la topografia | longueur totale du tunnel de dérivation obtenue par topographie
div_tund_trtm_m2 | DIV | _ | TUND | _ | TRTM | _ | M2 | m² |  |  | foundation cleaning and treatment area of the diversion tunnel | área de limpeza e tratamento de fundação do túnel de desvio | área de limpieza y tratamiento de fundación del túnel de desvío | zone de préparation et traitement des fondations du tunnel de dérivation
div_tund_ugex_m3 | DIV | _ | TUND | _ | UGEX | _ | M3 | m³ |  |  | underground rock excavation volume of the channels of the diversion tunnel | volume de escavação em rocha subterrânea do túnel de desvio | volumen de excavación en roca subterránea del túnel de desvío | volume d'excavation en rocher du tunnel de dérivation
div_tund_uter_el | DIV | _ | TUND | _ | UTER | _ | EL | m |  | X | terrain minimum elevation to define the intlet location of the diversion tunnel | elevação mínima para posicionamento do emboque do túnel de desvio | elevación mínima para ubicación del emboque del túnel de desvío | cote minimale pour le positionnement de la sortie du tunnel de dérivation
dyk_botm_dwst_l | DYK | _ | BOTM | _ | DWST | _ | L | m |  |  | maximum dyke downstream transversal length | extensão transversal máxima do dique para jusante | longitud transversal máxima del dique aguas abajo | longueur transversale maximale du digue en aval
dyk_botm_max0_l | DYK | _ | BOTM | _ | MAX0 | _ | L | m |  |  | maximum dyke transversal length | extensão transversal máxima total do dique | longitud transversal máxima total del dique | longueur transversale maximale totale du digue
dyk_botm_upst_l | DYK | _ | BOTM | _ | UPST | _ | L | m |  |  | maximum dyke upstream transversal length | extensão transversal máxima do dique para montante | longitud transversal máxima del dique aguas arriba | longueur transversale maximale du digue en amont
dyk_conc_dwst_i | DYK | _ | CONC | _ | DWST | _ | I |  |  | X | downstream slope of the concrete dyke | talude de jusante do dique de concreto | talud aguas abajo del dique de hormigón | fruit aval du digue en béton
dyk_conc_upst_i | DYK | _ | CONC | _ | UPST | _ | I |  |  | X | upstream slope of the concrete dyke | talude de montante do dique de concreto | talud aguas arriba del dique de hormigón | fruit amont du digue en béton
dyk_crst_0000_el | DYK | _ | CRST | _ | 0000 | _ | EL | m |  | X | dyke crest elevation | crista do dique | cresta del dique | cote de la crête du digue
dyk_crst_0000_l | DYK | _ | CRST | _ | 0000 | _ | L | m |  | X | dyke crest width | largura da crista do dique | ancho de la cresta del dique | largeur de la crête du digue
dyk_crst_max0_h | DYK | _ | CRST | _ | MAX0 | _ | H | m |  |  | maximum dyke height | altura máxima do dique | altura máxima del dique | hauteur maximale du digue
dyk_eart_dwst_i | DYK | _ | EART | _ | DWST | _ | I |  |  | X | downstream slope of the earthfill dyke | talude de jusante do dique de terra | talud aguas abajo del dique de tierra | fruit aval du digue en terre
dyk_eart_filt_el | DYK | _ | EART | _ | FILT | _ | EL | m |  | X | vertical filter top elevation of the earthfill dyke | elevação inferior do rip-rap do dique de terra | elevación inferíor del rip-rap del dique de tierra | cote inférieure du riprap du digue en terre
dyk_eart_ripr_el | DYK | _ | EART | _ | RIPR | _ | EL | m |  | X | rip-rap bottom elevation of the earthfill dyke | elevação superior do filtro vertical do dique de terra | elevación superior del filtro vertical del dique de tierra | cote supérieure du filtre vertical du digue en terre
dyk_eart_upst_i | DYK | _ | EART | _ | UPST | _ | I |  |  | X | upstream slope of the earthfill dyke | talude de montante do dique de terra | talud aguas arriba del dique de tierra | fruit amont du digue en terre
dyk_min0_0000_el | DYK | _ | MIN0 | _ | 0000 | _ | EL | m |  | X | terrain minimum elevation along the dyke axis | elevação mínima do terreno ao longo do eixo do dique | elevación mínima del terreno a lo largo del eje del dique | cote minimale du terrain le long de l'axe du digue
dyk_rock_dwst_i | DYK | _ | ROCK | _ | DWST | _ | I |  |  | X | downstream slope of the rockfill dyke | talude de jusante do dique de enrocamento | talud aguas abajo del dique de enrocado | fruit aval du digue en enrochement
dyk_rock_upst_i | DYK | _ | ROCK | _ | UPST | _ | I |  |  | X | upstream slope of the rockfill dyke | talude de montante do dique de enrocamento | talud aguas arriba del dique de enrocado | fruit amont du digue en enrochement
enr_head_dwst_h | ENR | _ | HEAD | _ | DWST | _ | H | m |  | X | gross head due to the diversion of the hydraulic system | queda bruta devido à derivação em circuito de adução longo | caída bruta debido a la derivación del circuito hidráulico | chute brute due à la dérivation du circuit hydraulique
enr_head_upst_h | ENR | _ | HEAD | _ | UPST | _ | H | m |  | X | gross head due to the dam | queda bruta devido ao barramento do rio | caída bruta debido al represamiento del río | chute brute due au barrage
enr_inst_cpcy_p | ENR | _ | INST | _ | CPCY | _ | P | MW | P' | X | installed capacity | potência instalada | capacidad instalada | puissance installée
enr_loss_max0_pc | ENR | _ | LOSS | _ | MAX0 | _ | PC |  | hp% | X | maximum head loss (percentage) | perda de carga máxima percentual | pérdida de carga máxima percentual | pertes de charge maximales (pourcentage)
enr_loss_pump_pc | ENR | _ | LOSS | _ | PUMP | _ | PC |  | hp% | X | pumping head loss (percentage) | perda de carga de bombeamento | pérdida de carga de bombeo | pertes de charge de pompage
err_msg0_0000_tx | ERR | _ | MSG0 | _ | 0000 | _ | TX |  |  | X | error message | mensagem de erro | mensaje de error | message d'erreur
fil_bulb_foot_x | FIL | _ | BULB | _ | FOOT | _ | X |  |  | X | filter for the bulb turbines selection in a foot of the dam layout | filtro para seleção de turbina bulbo ao pé da barragem | filtro para selección de turbinas bulbo al pie de la presa | filtre pour la sélection de turbines bulbo au pied du barrage
fil_div0_gall_x | FIL | _ | DIV0 | _ | GALL | _ | X |  |  | X | filter for the diversion gallery selection | filtro para seleção de galeria de desvio | filtro para selección de la galería de desvío | filtre pour la sélection de galeries de dérivation
fil_div0_rbed_x | FIL | _ | DIV0 | _ | RBED | _ | X |  |  | X | filter for the selection of a riverbed diversion through the spillway without sluiceway | filtro para seleção de desvio pelo leito do rio através do vertedouro sem adufas | filtro para selección del desvío por el cauce del río a través del aliviadero sin galerías | filtre pour la sélection de dérivation par le lit du fleuve à travers de l'évacuateur de crues sans pertuis
fil_div0_slui_x | FIL | _ | DIV0 | _ | SLUI | _ | X |  |  | X | filter for the selection of a riverbed diversion through the spillway with sluiceway | filtro para seleção de desvio pelo leito do rio através do vertedouro com adufas | filtro para selección del desvío por el cauce del río a través del aliviadero con galerías | filtre pour la sélection de dérivation par le lit du fleuve à travers de l'évacuateur de crues avec pertuis
fil_edis_sjmp_x | FIL | _ | EDIS | _ | SJMP | _ | X |  |  | X | filter for the ski jump selection | filtro para seleção de salto de esqui | filtro para selección del salto de esquí | filtre pour la sélection du saut de ski
fil_frhz_chan_x | FIL | _ | FRHZ | _ | CHAN | _ | X |  |  | X | filter for the horizontal francis turbines selection with a channeldiversion | filtro para seleção de turbina francis horizontal com circuito em canal | filtro para selección de turbinas francis horizontal con circuito en canal | filtre pour la sélection de turbines horizontales de Francis avec circuit en canal
fil_frhz_foot_x | FIL | _ | FRHZ | _ | FOOT | _ | X |  |  | X | filter for the horizontal francis turbines selection in a foot of the dam layout | filtro para seleção de turbina francis horizontal ao pé da barragem | filtro para selección de turbinas francis horizontal al pie de la presa | filtre pour la sélection de turbines horizontales de Francis au pied du barrage
fil_frhz_tunl_x | FIL | _ | FRHZ | _ | TUNL | _ | X |  |  | X | filter for the horizontal francis turbines selection with a tunnel diversion | filtro para seleção de turbina francis horizontal com circuito em túnel | filtro para selección de turbinas francis horizontal con circuito en túnel | filtre pour la sélection de turbines horizontales de Francis avec circuit en tunnel
fil_frvt_chan_x | FIL | _ | FRVT | _ | CHAN | _ | X |  |  | X | filter for the vertical francis turbines selection with a channel diversion | filtro para seleção de turbina francis vertical com circuito em canal | filtro para selección de turbinas francis vertical con circuito en canal | filtre pour la sélection de turbines verticales de Francis avec circuit en canal
fil_frvt_foot_x | FIL | _ | FRVT | _ | FOOT | _ | X |  |  | X | filter for the vertical francis turbines selection in a foot of the dam layout | filtro para seleção de turbina francis vertical ao pé da barragem | filtro para selección de turbinas francis vertical al pie de la presa | filtre pour la sélection de turbines verticales de Francis au pied du barrage
fil_frvt_tunl_x | FIL | _ | FRVT | _ | TUNL | _ | X |  |  | X | filter for the vertical francis turbines selection with a tunnel diversion | filtro para seleção de turbina francis vertical com circuito em túnel | filtro para selección de turbinas francis vertical con circuito en túnel | filtre pour la sélection de turbines verticales de Francis avec circuit en tunnel
fil_kapc_foot_x | FIL | _ | KAPC | _ | FOOT | _ | X |  |  | X | filter for the concrete kaplan turbines selection in a foot of the dam layout | filtro para seleção de turbina kaplan concreto ao pé da barragem | filtro para selección de turbinas kaplan concreto al pie de la presa | filtre pour la sélection de turbines Kaplan béton au pied du barrage
fil_kaps_chan_x | FIL | _ | KAPS | _ | CHAN | _ | X |  |  | X | filter for the steel kaplan turbines selection with a channel diversion | filtro para seleção de turbina kaplan aço com circuito em canal | filtro para selección de turbinas kaplan aço con circuito en canal | filtre pour la sélection de turbines Kaplan acier avec circuit en canal
fil_kaps_foot_x | FIL | _ | KAPS | _ | FOOT | _ | X |  |  | X | filter for the steel kaplan turbines selection in a foot of the dam layout | filtro para seleção de turbina kaplan aço ao pé da barragem | filtro para selección de turbinas kaplan aço al pie de la presa | filtre pour la sélection de turbines Kaplan acier au pied du barrage
fil_pelt_tunl_x | FIL | _ | PELT | _ | TUNL | _ | X |  |  | X | filter for the pelton turbines selection with a tunnel diversion | filtro para seleção de turbina pelton com circuito em túnel | filtro para selección de turbinas pelton con circuito em túnel | filtre pour la sélection de turbines Pelton avec circuit en tunnel
fil_spw0_chut_x | FIL | _ | SPW0 | _ | CHUT | _ | X |  |  | X | filter for the chute spillway selection | filtro para seleção de vertedouro de encosta | filtro para selección del aliviadero en rampa | filtre pour la sélection de l'évacuateur de crues de long coursier
geo_qual_rock_x | GEO | _ | QUAL | _ | ROCK | _ | X |  |  | X | rock quality (1 - good; 2 - medium; 3 - poor) | qualidade da rocha (1 -boa; 2 - média; 3 -ruim) | calidad de la roca (1 -buena; 2 - mediana; 3 -mala) | qualité de la roche (1 -bonne; 2 - moyenne; 3 -mauvaise)
geo_rock_excv_th | GEO | _ | ROCK | _ | EXCV | _ | TH | m |  | X | rock excavation thickness for concrete structures | escavação em rocha na fundação das estruturas de concreto | excavación en roca en la fundación de las estructuras de hormigón | excavation en roche sur la fondation des structures en béton
geo_soil_excv_th | GEO | _ | SOIL | _ | EXCV | _ | TH | m |  | X | soil excavation thickness for earthfill dams | escavação comum na fundação da barragem de terra | excavación común en la fundación de la presa de tierra | excavation en terrain sur la fondation du barrage en terre
geo_soil_hsy0_th | GEO | _ | SOIL | _ | HSY0 | _ | TH | m |  | X | soil thickness on the hydraulic circuit alignment of a PSH | espessura de solo no alinhamento do circuito hidráulico de uma UHR | espesor del suelo de la alineación del sistema hidráulico de uma CHR | épaisseur du sol dans l'alignement du circuit hydraulique d'une CPT
geo_soil_lbnk_th | GEO | _ | SOIL | _ | LBNK | _ | TH | m | ete | X | soil thickness on the left riverbank | espessura de solo na margem esquerda (informação da geologia) | espesor del suelo en la margen izquierda | épaisseur du sol sur la rive gauche
geo_soil_rbed_th | GEO | _ | SOIL | _ | RBED | _ | TH | m | ete | X | soil thickness on the riverbed | espessura de solo no leito (informação da geologia) | espesor del suelo en el cauce del río | épaisseur du sol dans le lit
geo_soil_rbnk_th | GEO | _ | SOIL | _ | RBNK | _ | TH | m | ete | X | soil thickness on the right riverbank | espessura de solo na margem direita (informação da geologia) | espesor del suelo en la margen derecha | épaisseur du sol sur la rive droite
geo_soil_xres_th | GEO | _ | SOIL | _ | XRES | _ | TH | m |  | X | soil thickness on the site of a PSH reservoir | espessura de solo no entorno de um reservatório de uma UHR | espesor del suelo alrededor de un embalse de una CHR | épaisseur du sol autour d'un réservoir d'une CPT
hsy_chan_conc_l | HSY | _ | CHAN | _ | CONC | _ | L | m |  |  | concrete lining length of the headrace channel | extensão do canal de adução revestido em concreto | longitud del canal de aducción revestido en hormigón | longueur du canal d’amenée en béton
hsy_chan_conc_m3 | HSY | _ | CHAN | _ | CONC | _ | M3 | m³ |  |  | structural concrete volume of the headrace channel | volume de concreto estrutural do canal de adução | volumen de hormigón reforzado del canal de aducción | volume de béton structurel du canal d’amenée
hsy_chan_conc_th | HSY | _ | CHAN | _ | CONC | _ | TH | m |  |  | concrete lining thickness of the headrace channel | espessura do concreto no trecho revestido do canal de adução | espesor de hormigón en tramo revestido del canal de aducción | épaisseur du revêtement em béton du canal d’amenée
hsy_chan_iter_el | HSY | _ | CHAN | _ | ITER | _ | EL | m |  | X | terrain minimum elevation at the riverside slope to define the headrace channel location | elevação mínima do terreno no talude mais próximo ao rio para posicionar o canal de adução | elevación mínima del terreno en el talud más próximo al río para ubicar el canal de aducción | cote minimale du terrain au fruit plus proche de la rivière pour positionner le canal d’amenée
hsy_chan_regc_m3 | HSY | _ | CHAN | _ | REGC | _ | M3 | m³ |  |  | dental concrete volume for the regularization of headrace channel | volume do concreto de regularização do canal de adução | volumen de concreto de regularización del canal de aducción | volume de béton de propreté du canal d'amenée
hsy_chan_rkex_m3 | HSY | _ | CHAN | _ | RKEX | _ | M3 | m³ |  |  | surface rock excavation volume of the headrace channel | volume de escavação em rocha do canal de adução | volumen de excavación en roca del canal de aducción | volume d'excavation en rocher du canal d’amenée
hsy_chan_shot_m3 | HSY | _ | CHAN | _ | SHOT | _ | M3 | m³ |  |  | shotcrete volume of the headrace channel | volume de concreto projetado do canal de adução | volumen de concreto lanzado del canal de aducción | volume de béton projeté du canal d’amenée
hsy_chan_sill_el | HSY | _ | CHAN | _ | SILL | _ | EL | m |  | X | final elevation of the headrace channel sill | elevação final da soleira do canal de adução | elevación final da soleira del canal de aducción | cote du seuil du canal d’amenée
hsy_chan_sill_w | HSY | _ | CHAN | _ | SILL | _ | W | m |  | X | width of the headrace channel | largura da base do canal de adução | ancho de la base del canal de aducción | largeur de la base du canal d’amenée
hsy_chan_slex_m3 | HSY | _ | CHAN | _ | SLEX | _ | M3 | m³ |  |  | common excavation volume of the headrace channel | volume de escavação comum do canal de adução | volumen de excavación común del canal de aducción | volume d'excavation en terrain meuble du canal d’amenée
hsy_chan_totl_l | HSY | _ | CHAN | _ | TOTL | _ | L | m |  | X | total length of the headrace channel, including the forebay | extensão do canal de adução, incluindo a câmara de carga | longitud del canal de aducción, incluyendo la cámara de carga | longueur du canal d’amenée, chambre d'eau incluse
hsy_chan_trtm_m2 | HSY | _ | CHAN | _ | TRTM | _ | M2 | m² |  |  | foundation cleaning and treatment area of the headrace channel | área de limpeza e tratamento de fundação do canal de adução | área de limpieza y tratamiento de fundación del canal de aducción | zone de préparation et traitement des fondations du canal d’amenée
hsy_fbay_conc_m3 | HSY | _ | FBAY | _ | CONC | _ | M3 | m³ |  |  | structural concrete volume of the forebay | volume de concreto estrutural da câmara de carga | volumen de hormigón reforzado de la cámara de carga | volume de béton structurel de la chambre d'eau
hsy_fbay_crst_el | HSY | _ | FBAY | _ | CRST | _ | EL | m |  |  | crest elevation of the forebay | elevação da crista da câmara de carga | elevación de la cresta de la cámara de carga | cote de la crête de la chambre d'eau
hsy_fbay_rkex_m3 | HSY | _ | FBAY | _ | RKEX | _ | M3 | m³ |  |  | surface rock excavation volume of the forebay | volume de escavação em rocha da câmara de carga | volumen de excavación en roca de la cámara de carga | volume d'excavation en rocher de la chambre d'eau
hsy_fbay_slex_m3 | HSY | _ | FBAY | _ | SLEX | _ | M3 | m³ |  |  | common excavation volume of the forebay | volume de escavação comum da câmara de carga | volumen de excavación común de la cámara de carga | volume d'excavation en terrain meuble de la chambre d'eau
hsy_fbay_strc_h | HSY | _ | FBAY | _ | STRC | _ | H | m |  |  | useful height of the forebay | altura útil da câmara de carga | altura útil de la cámara de carga | hauteur utile de la chambre d'eau
hsy_fbay_strc_l | HSY | _ | FBAY | _ | STRC | _ | L | m |  |  | length of the forebay | comprimento da câmara de carga | longitud de la cámara de carga | longeur de la chambre d'eau
hsy_fbay_strc_w | HSY | _ | FBAY | _ | STRC | _ | W | m |  |  | width of the forebay | largura da câmara de carga | ancho de la cámara de carga | largueur de la chambre d'eau
hsy_fbay_trtm_m2 | HSY | _ | FBAY | _ | TRTM | _ | M2 | m² |  |  | foundation cleaning and treatment area of the forebay | área de limpeza e tratamento de fundação da câmara de carga | área de limpieza y tratamiento de fundación de la cámara de carga | zone de préparation et traitement des fondations de la chambre d'eau
hsy_inch_regc_m3 | HSY | _ | INCH | _ | REGC | _ | M3 | m³ |  |  | dental concrete volume for the regularization of the intake channel | volume do concreto de regularização do canal da tomada d'água | volumen de concreto de regularización del canal de la toma de agua | volume de béton de propreté du canal de la prise d'eau
hsy_inch_rkex_m3 | HSY | _ | INCH | _ | RKEX | _ | M3 | m³ |  |  | surface rock excavation volume of the intake channel | volume de escavação em rocha do canal da tomada d'água | volumen de excavación en roca del canal de la toma de agua | volume d'excavation en rocher du canal de la prise d'eau
hsy_inch_slex_m3 | HSY | _ | INCH | _ | SLEX | _ | M3 | m³ |  |  | common excavation volume of the intake channel | volume de escavação comum do canal da tomada d'água | volumen de excavación común del canal de la toma de agua | volume d'excavation en terrain meuble du canal de la prise d'eau
hsy_infb_cran_ct | HSY | _ | INFB | _ | CRAN | _ | CT | $ |  |  | crane cost of the forebay intake | custo do equipamento de levantamento da tomada da câmara de carga | costo del equipo de izamiento de la toma de la cámara de carga | coût de l'équipement de levage de la prise de la chambre d'eau
hsy_infb_cran_t | HSY | _ | INFB | _ | CRAN | _ | T | t |  |  | weight of the crane of the forebay intake | peso do equipamento de levantamento da tomada da câmara de carga | peso del equipo de izamiento de la toma de la cámara de carga | poids de l'équipement de levage de la prise de la chambre d'eau
hsy_infb_embp_ct | HSY | _ | INFB | _ | EMBP | _ | CT | $ |  |  | embedded parts cost of the forebay intake equipment | custo das peças fixas dos equipamentos da tomada da câmara de carga | costo de las piezas fijas de los equipos de la toma de la cámara de carga | coût des pièces encastrées des équipements de la prise de la chambre d'eau
hsy_infb_embp_t | HSY | _ | INFB | _ | EMBP | _ | T | t |  |  | weight of the embedded parts of the forebay intake equipment | peso das peças fixas dos equipamentos da tomada da câmara de carga | peso de las piezas fijas de los equipos de la toma de la cámara de carga | poids des pièces encastrées des équipements de la prise de la chambre d'eau
hsy_infb_fwgt_ct | HSY | _ | INFB | _ | FWGT | _ | CT | $ |  |  | fixed wheel gates cost of the forebay intake | custo de uma comporta vagão da tomada da câmara de carga | costo de una compuerta vagón de la toma de la cámara de carga | coût d'une vanne wagon de la prise de la chambre d'eau
hsy_infb_fwgt_n | HSY | _ | INFB | _ | FWGT | _ | N |  |  |  | number of fixed wheel gates of the forebay intake | quantidade de comportas vagão da tomada da câmara de carga | cantidad de compuertas vagón de la toma de la cámara de carga | quantité des vannes wagons de la prise de la chambre d'eau
hsy_infb_fwgt_t | HSY | _ | INFB | _ | FWGT | _ | T | t |  |  | weight of the fixed wheel gates of the forebay intake | peso de uma comporta vagão da tomada da câmara de carga | peso de una compuerta vagón de la toma de la cámara de carga | poids d'une vanne wagon de la prise de la chambre d'eau
hsy_infb_gate_h | HSY | _ | INFB | _ | GATE | _ | H | m | Hcp |  | gate height of the forebay intake | altura da comporta da tomada da câmara de carga | altura de la compuerta de la toma de la cámara de carga de agua | hauteur de la vanne de la prise de la chambre d'eau
hsy_infb_gate_n | HSY | _ | INFB | _ | GATE | _ | N |  | Nat |  | number of gates of the forebay intake | quantidade de vãos da tomada da câmara de carga | cantidad de vanos de la toma de la cámara de carga de agua | quantité de vannes de la prise de la chambre d'eau
hsy_infb_gate_w | HSY | _ | INFB | _ | GATE | _ | W | m | Hcp |  | gate width of the forebay intake | base da comporta da tomada da câmara de carga | base de la compuerta de la toma de la cámara de carga de agua | base de la vanne de la prise de la chambre d'eau
hsy_infb_rack_ct | HSY | _ | INFB | _ | RACK | _ | CT | $ |  |  | trash racks cost of the forebay intake | custo das grades da tomada da câmara de carga | costo de las grades de la toma de la cámara de carga | coût des grilles de la prise de la chambre d'eau
hsy_infb_rack_t | HSY | _ | INFB | _ | RACK | _ | T | t |  |  | weight of the trash racks of the forebay intake | peso das grades da tomada da câmara de carga | peso de las grades de la toma de la cámara de carga | poids des grilles de la prise de la chambre d'eau
hsy_infb_sill_el | HSY | _ | INFB | _ | SILL | _ | EL | m | Esol | X | elevation of the forebay intake sill | elevação da soleira da tomada da câmara de carga | elevación de la solera de la toma de la cámara de carga de agua | cote du seuil de la prise de la chambre d'eau
hsy_infb_slog_ct | HSY | _ | INFB | _ | SLOG | _ | CT | $ |  |  | stoplogs cost of the forebay intake | custo de uma comporta ensecadeira da tomada da câmara de carga | costo de una compuerta ataguía de la toma de la cámara de carga | coût d'une vanne batardeau de la prise de la chambre d'eau
hsy_infb_slog_n | HSY | _ | INFB | _ | SLOG | _ | N |  |  |  | number of stoplogs of the forebay intake | quantidade de comportas ensecadeira da tomada da câmara de carga | cantidad de compuertas ataguía de la toma de la cámara de carga | quantité de vannes batardeaux de la prise de la chambre d'eau
hsy_infb_slog_t | HSY | _ | INFB | _ | SLOG | _ | T | t |  |  | weight of the stoplogs of the forebay intake | peso de uma comporta ensecadeira da tomada da câmara de carga | peso de una compuerta ataguía de la toma de la cámara de carga | poids d'une vanne batardeau de la prise de la chambre d'eau
hsy_infb_subm_h | HSY | _ | INFB | _ | SUBM | _ | H | m | hs |  | submergence of the forebay intake | submergência da tomada da câmara de carga | submergencia de la toma de la cámara de carga | submergence de la prise de la chambre d'eau
hsy_infb_totl_h | HSY | _ | INFB | _ | TOTL | _ | H | m | Hta |  | total height of the forebay intake | altura total da tomada da câmara de carga | altura total de la toma de la cámara de carga | hauteur totale de la prise de la chambre d'eau
hsy_infb_totl_l | HSY | _ | INFB | _ | TOTL | _ | L | m | Lta | X | total length of the forebay intake | comprimento total da tomada da câmara de carga | longitud total de la toma de la cámara de carga | longueur totale de la prise de la chambre d'eau
hsy_infb_totl_w | HSY | _ | INFB | _ | TOTL | _ | W | m | Bta | X | total width of the forebay intake | largura total da tomada da câmara de carga | ancho total de la toma de la cámara de carga | largeur totale de la prise de la chambre d'eau
hsy_inpp_conc_m3 | HSY | _ | INPP | _ | CONC | _ | M3 | m³ |  |  | structural concrete volume of the pumping intake | volume de concreto estrutural da tomada de bombeamento | volumen de hormigón reforzado de la toma de bombeo | volume de béton structurel de la prise d'eau de pompage
hsy_inpp_cran_ct | HSY | _ | INPP | _ | CRAN | _ | CT | $ |  |  | crane cost of the pumping intake | custo do equipamento de levantamento da tomada de bombeamento | costo del equipo de izamiento de la toma de bombeo | coût de l'équipement de levage de la prise d'eau de pompage
hsy_inpp_cran_t | HSY | _ | INPP | _ | CRAN | _ | T | t |  |  | weight of the crane of the pumping intake | peso do equipamento de levantamento da tomada de bombeamento | peso del equipo de izamiento de la toma de bombeo | poids de l'équipement de levage de la prise d'eau de pompage
hsy_inpp_embp_ct | HSY | _ | INPP | _ | EMBP | _ | CT | $ |  |  | embedded parts cost of the pumping intake equipment | custo das peças fixas dos equipamentos da tomada de bombeamento | costo de las piezas fijas de los equipos de la toma de bombeo | coût des pièces encastrées des équipements de la prise d'eau de pompage
hsy_inpp_embp_t | HSY | _ | INPP | _ | EMBP | _ | T | t |  |  | weight of the embedded parts of the pumping intake equipment | peso das peças fixas dos equipamentos da tomada de bombeamento | peso de las piezas fijas de los equipos de la toma de bombeo | poids des pièces encastrées des équipements de la prise d'eau de pompage
hsy_inpp_fwgt_ct | HSY | _ | INPP | _ | FWGT | _ | CT | $ |  |  | fixed wheel gates cost of the pumping intake | custo de uma comporta vagão da tomada de bombeamento | costo de una compuerta vagón de la toma de bombeo | coût d'une vanne wagon de la prise d'eau de pompage
hsy_inpp_fwgt_n | HSY | _ | INPP | _ | FWGT | _ | N |  |  |  | number of fixed wheel gates of the pumping intake | quantidade de comportas vagão da tomada de bombeamento | cantidad de compuertas vagón de la toma de bombeo | quantité de vannes wagons de la prise d'eau de pompage
hsy_inpp_fwgt_t | HSY | _ | INPP | _ | FWGT | _ | T | t |  |  | weight of the fixed wheel gates of the pumping intake | peso de uma comporta vagão da tomada de bombeamento | peso de una compuerta vagón de la toma de bombeo | poids d'une vanne wagon de la prise d'eau de pompage
hsy_inpp_gate_h | HSY | _ | INPP | _ | GATE | _ | H | m |  |  | gate height of the pumping intake | altura da comporta da tomada de bombeamento | altura de la compuerta de la toma de bombeo | hauteur de la vanne de la prise d'eau de pompage
hsy_inpp_gate_n | HSY | _ | INPP | _ | GATE | _ | N |  |  |  | number of gates of the pumping intake | quantidade de vãos da tomada de bombeamento | cantidad de vanos de la toma de bombeo | quantité des vannes de la prise d'eau de pompage
hsy_inpp_gate_w | HSY | _ | INPP | _ | GATE | _ | W | m |  |  | gate width of the pumping intake | base da comporta da tomada de bombeamento | base de la compuerta de la toma de bombeo | base de la vanne de la prise d'eau de pompage
hsy_inpp_rack_ct | HSY | _ | INPP | _ | RACK | _ | CT | $ |  |  | trash racks cost of the pumping intake | custo das grades da tomada de bombeamento | costo de las grades de la toma de bombeo | coût des grilles de la prise d'eau de pompage
hsy_inpp_rack_t | HSY | _ | INPP | _ | RACK | _ | T | t |  |  | weight of the trash racks of the pumping intake | peso das grades da tomada de bombeamento | peso de las grades de la toma de bombeo | poids des grilles de la prise d'eau de pompage
hsy_inpp_rkex_m3 | HSY | _ | INPP | _ | RKEX | _ | M3 | m³ |  |  | surface rock excavation volume of the pumping intake | volume de escavação em rocha da tomada de bombeamento | volumen de excavación en roca de la toma de bombeo | volume d'excavation en rocher de la prise d'eau de pompage
hsy_inpp_sill_el | HSY | _ | INPP | _ | SILL | _ | EL | m |  | X | elevation of the pumping intake sill | elevação da soleira da tomada de bombeamento | elevación de la solera de la toma de bombeo | cote du seuil de la prise d'eau de pompage
hsy_inpp_slex_m3 | HSY | _ | INPP | _ | SLEX | _ | M3 | m³ |  |  | common excavation volume of the pumping intake | volume de escavação comum da tomada de bombeamento | volumen de excavación común de la toma de bombeo | volume d'excavation en terrain meuble de la prise d'eau de pompage
hsy_inpp_slog_ct | HSY | _ | INPP | _ | SLOG | _ | CT | $ |  |  | stoplogs cost of the pumping intake | custo de uma comporta ensecadeira da tomada de bombeamento | costo de una compuerta ataguía de la toma de bombeo | coût d'une vanne batardeau de la prise d'eau de pompage
hsy_inpp_slog_n | HSY | _ | INPP | _ | SLOG | _ | N |  |  |  | number of stoplogs of the pumping intake | quantidade de comportas ensecadeira da tomada de bombeamento | cantidad de compuertas ataguía de la toma de bombeo | quantité de vannes batardeaux de la prise d'eau de pompage
hsy_inpp_slog_t | HSY | _ | INPP | _ | SLOG | _ | T | t |  |  | weight of the stoplogs of the pumping intake | peso de uma comporta ensecadeira da tomada de bombeamento | peso de una compuerta ataguía de la toma de bombeo | poids d'une vanne batardeau de la prise d'eau de pompage
hsy_inpp_subm_h | HSY | _ | INPP | _ | SUBM | _ | H | m |  |  | submergence of the pumping intake | submergência da tomada de bombeamento | submergencia de la toma de bombeo | submergence de la prise d'eau de pompage
hsy_inpp_totl_h | HSY | _ | INPP | _ | TOTL | _ | H | m |  |  | total height of the pumping intake | altura total da tomada de bombeamento | altura total de la toma de bombeo | hauteur totale de la prise d'eau de pompage
hsy_inpp_totl_l | HSY | _ | INPP | _ | TOTL | _ | L | m |  | X | total length of the pumping intake | comprimento total da tomada de bombeamento | longitud total de la toma de bombeo | longueur totale de la prise d'eau de pompage
hsy_inpp_totl_w | HSY | _ | INPP | _ | TOTL | _ | W | m |  | X | total width of the pumping intake | largura total da tomada de bombeamento | ancho total de la toma de bombeo | largeur totale de la prise d'eau de pompage
hsy_inpp_trtm_m2 | HSY | _ | INPP | _ | TRTM | _ | M2 | m² |  |  | foundation cleaning and treatment area of the pumping intake | área de limpeza e tratamento de fundação da tomada de bombeamento | área de limpieza y tratamiento de fundación de la toma de bombeo | zone de préparation et traitement des fondations de la prise d'eau de pompage
hsy_intk_chan_el | HSY | _ | INTK | _ | CHAN | _ | EL | m | Elcn | X | elevation of the intake channel sill | elevação da base do canal da tomada d'água | elevación de la base del canal de la toma de agua | cote de la base du canal de la prise d'eau
hsy_intk_chan_w | HSY | _ | INTK | _ | CHAN | _ | W | m | Bcn | X | width of the intake channel | largura da base do canal da tomada d'água | ancho de la base del canal de la toma de agua | largeur de la base du canal de la prise d'eau
hsy_intk_conc_m3 | HSY | _ | INTK | _ | CONC | _ | M3 | m³ |  |  | structural concrete volume of the intake | volume de concreto estrutural da tomada d'água | volumen de hormigón reforzado de la toma de agua | volume de béton structurel de la prise d'eau
hsy_intk_cran_ct | HSY | _ | INTK | _ | CRAN | _ | CT | $ |  |  | crane cost of the intake | custo do equipamento de levantamento da tomada d'água | costo del equipo de izamiento de la toma de agua | coût de l'équipement de levage de la prise d'eau
hsy_intk_cran_t | HSY | _ | INTK | _ | CRAN | _ | T | t |  |  | weight of the crane of the intake | peso do equipamento de levantamento da tomada d'água | peso del equipo de izamiento de la toma de agua | poids de l'équipement de levage de la prise d'eau
hsy_intk_embp_ct | HSY | _ | INTK | _ | EMBP | _ | CT | $ |  |  | embedded parts cost of the intake equipment | custo das peças fixas dos equipamentos da tomada d'água | costo de las piezas fijas de los equipos de la toma de agua | coût des pièces encastrées des équipements de la prise d'eau
hsy_intk_embp_t | HSY | _ | INTK | _ | EMBP | _ | T | t |  |  | weight of the embedded parts of the intake equipment | peso das peças fixas dos equipamentos da tomada d'água | peso de las piezas fijas de los equipos de la toma de agua | poids des pièces encastrées des équipements de la prise d'eau
hsy_intk_fwgt_ct | HSY | _ | INTK | _ | FWGT | _ | CT | $ |  |  | fixed wheel gates cost of the intake | custo de uma comporta vagão da tomada d'água | costo de una compuerta vagón de la toma de agua | coût d'une vanne wagon de la prise d'eau
hsy_intk_fwgt_n | HSY | _ | INTK | _ | FWGT | _ | N |  |  |  | number of fixed wheel gates of the intake | quantidade de comportas vagão da tomada d'água | cantidad de compuertas vagón de la toma de agua | quantité de vannes wagons de la prise d'eau
hsy_intk_fwgt_t | HSY | _ | INTK | _ | FWGT | _ | T | t |  |  | weight of the fixed wheel gates of the intake | peso de uma comporta vagão da tomada d'água | peso de una compuerta vagón de la toma de agua | poids d'une vanne wagon de la prise d'eau
hsy_intk_gate_h | HSY | _ | INTK | _ | GATE | _ | H | m | Hcp | X | gate height of the intake | altura da comporta da tomada d'água | altura de la compuerta de la toma de agua | hauteur de la vanne de la prise d'eau
hsy_intk_gate_n | HSY | _ | INTK | _ | GATE | _ | N |  | Nat | X | number of gates of the intake | quantidade de vãos da tomada d'água | cantidad de vanos de la toma de agua | quantité des vannes de la prise d'eau
hsy_intk_gate_w | HSY | _ | INTK | _ | GATE | _ | W | m | Hcp | X | gate width of the intake | base da comporta da tomada d'água | base de la compuerta de la toma de agua | base de la vanne de la prise d'eau
hsy_intk_rack_ct | HSY | _ | INTK | _ | RACK | _ | CT | $ |  |  | trash racks cost of the intake | custo das grades da tomada d'água | costo de las grades de la toma de agua | coût des grilles de la prise d'eau
hsy_intk_rack_t | HSY | _ | INTK | _ | RACK | _ | T | t |  |  | weight of the trash racks of the intake | peso das grades da tomada d'água | peso de las grades de la toma de agua | poids des grilles de la prise d'eau
hsy_intk_rkex_m3 | HSY | _ | INTK | _ | RKEX | _ | M3 | m³ |  |  | surface rock excavation volume of the intake | volume de escavação em rocha da tomada d'água | volumen de excavación en roca de la toma de agua | volume d'excavation en rocher de la prise d'eau
hsy_intk_sill_el | HSY | _ | INTK | _ | SILL | _ | EL | m | Esol | X | elevation of the intake sill | elevação da soleira da tomada d'água | elevación de la solera de la toma de agua | cote du seuil de la prise d'eau
hsy_intk_slex_m3 | HSY | _ | INTK | _ | SLEX | _ | M3 | m³ |  |  | common excavation volume of the intake | volume de escavação comum da tomada d'água | volumen de excavación común de la toma de agua | volume d'excavation en terrain meuble de la prise d'eau
hsy_intk_slog_ct | HSY | _ | INTK | _ | SLOG | _ | CT | $ |  |  | stoplogs cost of the intake | custo de uma comporta ensecadeira da tomada d'água | costo de una compuerta ataguía de la toma de agua | coût d'une vanne batardeau de la prise d'eau
hsy_intk_slog_n | HSY | _ | INTK | _ | SLOG | _ | N |  |  |  | number of stoplogs of the intake | quantidade de comportas ensecadeira da tomada d'água | cantidad de compuertas ataguía de la toma de agua | quantité de vannes batardeaux de la prise d'eau
hsy_intk_slog_t | HSY | _ | INTK | _ | SLOG | _ | T | t |  |  | weight of the stoplogs of the intake | peso de uma comporta ensecadeira da tomada d'água | peso de una compuerta ataguía de la toma de agua | poids d'une vanne batardeau de la prise d'eau
hsy_intk_subm_h | HSY | _ | INTK | _ | SUBM | _ | H | m | hs |  | submergence of the intake | submergência da tomada d'água | submergencia de la toma de agua | submergence de la prise d'eau
hsy_intk_totl_h | HSY | _ | INTK | _ | TOTL | _ | H | m | Hta |  | total height of the intake | altura total da tomada d'água | altura total de la toma de agua | hauteur totale de la prise d'eau
hsy_intk_totl_l | HSY | _ | INTK | _ | TOTL | _ | L | m | Lta | X | total length of the intake | comprimento total da tomada d'água | longitud total de la toma de agua | longueur totale de la prise d'eau
hsy_intk_totl_w | HSY | _ | INTK | _ | TOTL | _ | W | m | Bta | X | total width of the intake | largura total da tomada d'água | ancho total de la toma de agua | largeur totale de la prise d'eau
hsy_intk_trtm_m2 | HSY | _ | INTK | _ | TRTM | _ | M2 | m² |  |  | foundation cleaning and treatment area of the intake | área de limpeza e tratamento de fundação da tomada d'água | área de limpieza y tratamiento de fundación de la toma de agua | zone de préparation et traitement des fondations de la prise d'eau
hsy_lpps_conc_m3 | HSY | _ | LPPS | _ | CONC | _ | M3 | m³ |  |  | structural concrete volume of the low pressure penstock | volume de concreto estrutural do conduto de baixa pressão | volumen de hormigón reforzado del conducto de baja presión | volume de béton structurel de la conduite à basse pression
hsy_lpps_rkex_m3 | HSY | _ | LPPS | _ | RKEX | _ | M3 | m³ |  |  | surface rock excavation volume of the low pressure penstock | volume de escavação em rocha do conduto de baixa pressão | volumen de excavación en roca del conducto de baja presión | volume d'excavation en rocher de la conduite à basse pression
hsy_lpps_slex_m3 | HSY | _ | LPPS | _ | SLEX | _ | M3 | m³ |  |  | common excavation volume of the low pressure penstock | volume de escavação comum do conduto de baixa pressão | volumen de excavación común del conducto de baja presión | volume d'excavation en terrain meuble de la conduite à basse pression
hsy_lpps_trtm_m2 | HSY | _ | LPPS | _ | TRTM | _ | M2 | m² |  |  | foundation cleaning and treatment area of the low pressure penstock | área de limpeza e tratamento de fundação do conduto de baixa pressão | área de limpieza y tratamiento de fundación del conducto de baja presión | zone de préparation et traitement des fondations de la conduite à basse pression
hsy_pstk_0000_i | HSY | _ | PSTK | _ | 0000 | _ | I |  |  | X | slope of the penstock from the forebay intake to the powerhouse | inclinação do conduto forçado entre a tomadada câmara de carga e a casa de força | diámetro de la tubería forzada después de la ramificación | diamètre de la conduite forcée à partir de la bifurcation
hsy_pstk_brch_d | HSY | _ | PSTK | _ | BRCH | _ | D | m | Db | X | diameter of the penstock branch | diâmetro do conduto forçado após ramificação | inclinación de la tubería forzada entre la toma de la cámara de carga y la casa de máquinas | inclinaison de la conduite forcée entre la prise de la chambre d'eau et la salle des machines
hsy_pstk_brch_l | HSY | _ | PSTK | _ | BRCH | _ | L | m | Lb | X | total length of the penstock branch | extensão do conduto forçado após ramificação | longitud de la tubería forzada después de la ramificación | longueur de la conduite forcée à partir de la bifurcation
hsy_pstk_brch_n | HSY | _ | PSTK | _ | BRCH | _ | N |  | Nt | X | number of penstock branch | quantidade de condutos forçados após ramificação | cantidad de conductos forçados después de la ramificación | quantité de conduites forcées à partir de la bifurcation
hsy_pstk_conc_m3 | HSY | _ | PSTK | _ | CONC | _ | M3 | m³ |  |  | structural concrete volume of the penstock blocks | volume de concreto estrutural dos blocos de ancoragem do conduto | volumen de hormigón reforzado de los bloques de anclaje de la tubería | volume de béton structurel des blocs d'ancrage de la conduite
hsy_pstk_endl_x | HSY | _ | PSTK | _ | ENDL | _ | X |  |  | X | indicator of the end of the penstock dimensioning (0 = end; 1 = continue) | indicador do fim do dimensionamento do conduto forçado (0 = finalizar; 1 = continuar) | indicador del fin del dimensionamiento de la tubería forzada (0 = finalizar; 1 = continuar) | indicateur du fin du dimensionnement de la conduite forcée (0 = terminer; 1 = continuer)
hsy_pstk_hzpj_l | HSY | _ | PSTK | _ | HZPJ | _ | L | m | Lhb |  | horizontal projection of the penstock | projeção horizontal do conduto forçado | proyección horizontal de la tubería forzada | projection horizontale de la conduite forcée
hsy_pstk_loop_n | HSY | _ | PSTK | _ | LOOP | _ | N |  |  | X | number of iterations for the penstock dimensioning | número de iterações para dimensionamento do conduto forçado | número de iteraciones para el dimensionamiento de la tubería forzada | nombre d'itérations pour le dimensionnement de la conduite forcée
hsy_pstk_ovpr_h | HSY | _ | PSTK | _ | OVPR | _ | H | m |  |  | overpressure in the penstock | sobrepressão no conduto forçado | sobrepresión en la tubería forzada | surcharge dans la conduite forcée
hsy_pstk_rkex_m3 | HSY | _ | PSTK | _ | RKEX | _ | M3 | m³ |  |  | surface rock excavation volume of the penstock | volume de escavação em rocha do conduto forçado | volumen de excavación en roca de la tubería forzada | volume d'excavation en rocher de la conduite forcée
hsy_pstk_slex_m3 | HSY | _ | PSTK | _ | SLEX | _ | M3 | m³ |  |  | common excavation volume of the penstock | volume de escavação comum do conduto forçado | volumen de excavación común de la tubería forzada | volume d'excavation en terrain meuble de la conduite forcée
hsy_pstk_stee_t | HSY | _ | PSTK | _ | STEE | _ | T | t |  |  | weight of the steel lined penstock | peso da blindagem do conduto forçado | peso del blindaje de la tubería forzada | poids de l'acier de la conduite forcée
hsy_pstk_stee_th | HSY | _ | PSTK | _ | STEE | _ | TH | mm |  |  | maximum thickness of the steel lined penstock | espessura máxima da blindagem do conduto forçado | espesor máximo del blindaje de la tubería forzada | épaisseur maximale de l'acier de la conduite forcée
hsy_pstk_trtm_m2 | HSY | _ | PSTK | _ | TRTM | _ | M2 | m² |  |  | foundation cleaning and treatment area of the penstock blocks | área de limpeza e tratamento de fundação do blocos de ancoragem do conduto | área de limpieza y tratamiento de fundación de los bloques de anclaje de la tubería | zone de préparation et traitement des fondations des blocs d'ancrage de la conduite
hsy_stlw_0000_d | HSY | _ | STLW | _ | 0000 | _ | D | m |  |  | diameter of the lower surge tank | diâmetro da chaminé de equilíbrio inferior | diámetro de la chimenea de equilibrio inferior | diamètre de la cheminée d’équilibre inférieur
hsy_stlw_conc_m3 | HSY | _ | STLW | _ | CONC | _ | M3 | m³ |  |  | structural concrete volume of the lower surge tank | volume de concreto estrutural da chaminé de equilibrio inferior | volumen de hormigón reforzado de la chimenea de equilibrio inferior | volume de béton structurel de la cheminée d’équilibre inférieur
hsy_stlw_max0_wl | HSY | _ | STLW | _ | MAX0 | _ | WL | m |  | X | maximum water level in the lower surge tank | nível d'água máximo na chaminé de equilíbrio inferior | nivel de água máximo en la chimenea de equilibrio inferior | niveau d'eau supérieur dans la cheminée d’équilibre inférieur
hsy_stlw_min0_wl | HSY | _ | STLW | _ | MIN0 | _ | WL | m |  | X | minimum water level in the lower surge tank | nível d'água mínimo na chaminé de equilíbrio inferior | nivel de água mínimo en la chimenea de equilibrio inferior | niveau d'eau inférieur dans la cheminée d’équilibre inférieur
hsy_stlw_trtm_m2 | HSY | _ | STLW | _ | TRTM | _ | M2 | m² |  |  | cleaning and treatment area of the lower surge tank | área de limpeza e tratamento da chaminé de equilibrio inferior | área de limpieza y tratamiento de la chimenea de equilibrio inferior | zone de préparation et traitement de la cheminée d’équilibre inférieur
hsy_stlw_ugex_m3 | HSY | _ | STLW | _ | UGEX | _ | M3 | m³ |  |  | underground rock excavation volume of the lower surge tank | volume de escavação em rocha subterrânea da chaminé de equilibrio inferior | volumen de excavación en roca subterránea de la chimenea de equilibrio inferior | volume d'excavation souterraine en rocher de la cheminée d’équilibre inférieur
hsy_stnk_0000_d | HSY | _ | STNK | _ | 0000 | _ | D | m |  | X | diameter of the surge tank | diâmetro da chaminé | diámetro de la chimenea | diamètre de la cheminée d’équilibre
hsy_stnk_conc_m3 | HSY | _ | STNK | _ | CONC | _ | M3 | m³ |  |  | structural concrete volume of the surge tank | volume de concreto estrutural da chaminé de equilibrio | volumen de hormigón reforzado de la chimenea de equilibrio | volume de béton structurel de la cheminée d’équilibre
hsy_stnk_cter_el | HSY | _ | STNK | _ | CTER | _ | EL | m |  | X | terrain maximum elevation to define the location of the surge tank | elevação máxima do terreno para posicionar a chaminé | elevación máxima del terreno para ubicar la chimenea | cote maximale du terrain pour positionner la cheminée d’équilibre
hsy_stnk_max0_wl | HSY | _ | STNK | _ | MAX0 | _ | WL | m |  |  | maximum water level in the surge tank | nível d'água máximo na chaminé | nivel de água máximo en la chimenea | niveau d'eau supérieur dans la cheminée d’équilibre
hsy_stnk_min0_wl | HSY | _ | STNK | _ | MIN0 | _ | WL | m |  |  | minimum water level in the surge tank | nível d'água mínimo na chaminé | nivel de água mínimo en la chimenea | niveau d'eau inférieur dans la cheminée d’équilibre
hsy_stnk_rkex_m3 | HSY | _ | STNK | _ | RKEX | _ | M3 | m³ |  |  | surface rock excavation volume of the surge tank | volume de escavação em rocha da chaminé de equilibrio | volumen de excavación en roca de la chimenea de equilibrio | volume d'excavation en rocher de la cheminée d’équilibre
hsy_stnk_slex_m3 | HSY | _ | STNK | _ | SLEX | _ | M3 | m³ |  |  | common excavation volume of the surge tank | volume de escavação comum da chaminé de equilibrio | volumen de excavación común de la chimenea de equilibrio | volume d'excavation en terrain meuble de la cheminée d’équilibre
hsy_stnk_stee_t | HSY | _ | STNK | _ | STEE | _ | T | t |  |  | steel lining of the surge tank | peso da blindagem da chaminé | peso de la blindagem de la chimenea | poids de l'acier de la cheminée d’équilibre
hsy_stnk_trtm_m2 | HSY | _ | STNK | _ | TRTM | _ | M2 | m² |  |  | cleaning and treatment area of the surge tank | área de limpeza e tratamento da chaminé de equilibrio | área de limpieza y tratamiento de la chimenea de equilibrio | zone de préparation et traitement de la cheminée d’équilibre
hsy_stnk_ugex_m3 | HSY | _ | STNK | _ | UGEX | _ | M3 | m³ |  |  | underground rock excavation volume of the surge tank | volume de escavação em rocha subterrânea da chaminé de equilibrio | volumen de excavación en roca subterránea de la chimenea de equilibrio | volume d'excavation souterraine en rocher de la cheminée d’équilibre
hsy_trce_0000_d | HSY | _ | TRCE | _ | 0000 | _ | D | m |  |  | height and widht of the tailrace tunnel section | altura e largura da seção arco-retângulo do túnel de fuga | altura y ancho de la sección arcoretángulo del túnel de descarga | hauteur et largeur du tunnel de fuite en voûte
hsy_trce_0000_l | HSY | _ | TRCE | _ | 0000 | _ | L | m |  |  | total lenght of the tailrace tunnel | extensão do túnel de fuga | longitud del túnel de descarga | longueur du tunnel de fuite
hsy_trce_chan_el | HSY | _ | TRCE | _ | CHAN | _ | EL | m | Elfu | X | elevation of the tailrace sill | elevação da base do canal de fuga | elevación de la base del canal de descarga | cote de la base du canal de fuite
hsy_trce_chan_w | HSY | _ | TRCE | _ | CHAN | _ | W | m | Bfu | X | width of the tailrace sill | largura da base do canal de fuga | ancho de la base del canal de descarga | largeur de la base du canal de fuite
hsy_trce_conc_m3 | HSY | _ | TRCE | _ | CONC | _ | M3 | m³ |  |  | structural concrete volume of the tailrace | volume de concreto estrutural do canal ou túnel de fuga | volumen de hormigón reforzado del canal o túnel de descarga | volume de béton structurel du canal ou tunnel de fuite
hsy_trce_dwst_el | HSY | _ | TRCE | _ | DWST | _ | EL | m |  |  | downstream elevation of the tailrace tunnel sill | elevação de jusante do piso do túnel de fuga | elevación aguas abajo del piso del túnel de descarga | cote du seuil du tunnel de fuite en aval
hsy_trce_max0_wl | HSY | _ | TRCE | _ | MAX0 | _ | WL | m | NAfu |  | maximum water level in the tailrace | nível d'água máximo normal no canal de fuga | nivel de água máximo normal en el canal de descarga | niveau d'eau maximal normal dans le canal de fuite
hsy_trce_min0_wl | HSY | _ | TRCE | _ | MIN0 | _ | WL | m | NAnfu | X | minimum water level in the tailrace | nível d'água mínimo no canal de fuga | nivel de água mínimo en el canal de descarga | niveau d'eau minimal dans le canal de fuite
hsy_trce_regc_m3 | HSY | _ | TRCE | _ | REGC | _ | M3 | m³ |  |  | dental concrete volume for the regularization of the tailrace | volume do concreto de regularização do canal de fuga | volumen de concreto de regularización del canal de descarga | volume de béton de propreté du canal de fuite
hsy_trce_rkex_m3 | HSY | _ | TRCE | _ | RKEX | _ | M3 | m³ |  |  | surface rock excavation volume of the tailrace | volume de escavação em rocha do canal de fuga | volumen de excavación en roca del canal de descarga | volume d'excavation en rocher du canal de fuite
hsy_trce_shot_m3 | HSY | _ | TRCE | _ | SHOT | _ | M3 | m³ |  |  | shotcrete volume of the underground tailrace | volume de concreto projetado do túnel de fuga | volumen de concreto lanzado del túnel de descarga | volume de béton projeté du tunnel de fuite
hsy_trce_slex_m3 | HSY | _ | TRCE | _ | SLEX | _ | M3 | m³ |  |  | common excavation volume of the tailrace | volume de escavação em rocha subterrânea do túnel de fuga | volumen de excavación en roca subterránea del túnel de descarga | volume d'excavation en rocher du tunnel de fuite
hsy_trce_trtm_m2 | HSY | _ | TRCE | _ | TRTM | _ | M2 | m² |  |  | foundation cleaning and treatment area of the tailrace | área de limpeza e tratamento de fundação do canal ou túnel de fuga | área de limpieza y tratamiento de fundación del canal o túnel de descarga | zone de préparation et traitement des fondations du canal ou tunnel de fuite
hsy_trce_ugex_m3 | HSY | _ | TRCE | _ | UGEX | _ | M3 | m³ |  |  | underground rock excavation volume of the tailrace | volume de escavação comum do canal de fuga | volumen de excavación común del canal de descarga | volume d'excavation souterraine en rocher du canal de fuite
hsy_trce_upst_el | HSY | _ | TRCE | _ | UPST | _ | EL | m |  |  | upstream elevation of the tailrace tunnel sill | elevação de montante do piso do túnel de fuga | elevación aguas arriba del piso del túnel de descarga | cote du seuil du tunnel de fuite en amont
hsy_tunl_0000_d | HSY | _ | TUNL | _ | 0000 | _ | D | m |  |  | height and widht of the low pressure tunnel cross section (arch with straight sides) | altura e largura da seção arco-retângulo do túnel de baixa pressão | altura y ancho de la sección arcoretángulo del túnel de baja presión | hauteur et largeur du tunnel d'amenée en voûte à basse pression
hsy_tunl_conc_l | HSY | _ | TUNL | _ | CONC | _ | L | m |  |  | concrete lining length of the low pressure tunnel | extensão do túnel de baixa pressão em concreto estrutural | longitud del túnel de baja presión en hormigón reforzado | longueur du tunnel d'amenée à basse pression en béton structurel
hsy_tunl_conc_m3 | HSY | _ | TUNL | _ | CONC | _ | M3 | m³ |  |  | concrete volume of the low pressure tunnel | volume de concreto estrutural do túnel de baixa pressão | volumen de hormigón reforzado del túnel de baja presión | volume de béton structurel du tunnel d'amenée à basse pression
hsy_tunl_dwst_el | HSY | _ | TUNL | _ | DWST | _ | EL | m |  |  | downstream elevation of the low pressure tunnel sill | elevação de jusante do piso do túnel de baixa pressão | elevación aguas abajo del piso del túnel de baja presión | cote du seuil du tunnel d'amenée à basse pression en aval
hsy_tunl_shot_l | HSY | _ | TUNL | _ | SHOT | _ | L | m |  |  | shotcrete lining length of the low pressure tunnel | extensão do túnel de baixa pressão em concreto projetado | longitud del túnel de baja presión en concreto lanzado | longueur du tunnel d'amenée à basse pression en béton projeté
hsy_tunl_shot_m3 | HSY | _ | TUNL | _ | SHOT | _ | M3 | m³ |  |  | shotcrete volume of the low pressure tunnel | volume de concreto projetado do túnel de baixa pressão | volumen de concreto lanzado del túnel de baja presión | volume de béton projeté du tunnel d'amenée à basse pression
hsy_tunl_totl_l | HSY | _ | TUNL | _ | TOTL | _ | L | m |  | X | total length of the low pressure tunnel | extensão do túnel de baixa pressão (até chaminé) | longitud del túnel de baja presión (hasta la chimenea) | longueur du tunnel d'amenée à basse pression (jusqu'à la cheminée d’équilibre)
hsy_tunl_trtm_m2 | HSY | _ | TUNL | _ | TRTM | _ | M2 | m² |  |  | foundation cleaning and treatment area of the low pressure tunnel | área de limpeza e tratamento de fundação do túnel de baixa pressão | área de limpieza y tratamiento de fundación del túnel de baja presión | zone de préparation et traitement des fondations du tunnel d'amenée à basse pression
hsy_tunl_ugex_m3 | HSY | _ | TUNL | _ | UGEX | _ | M3 | m³ |  |  | underground rock excavation volume of the low pressure tunnel | volume de escavação em rocha subterrânea do túnel de baixa pressão | volumen de excavación en roca subterránea del túnel de baja presión | volume d'excavation souterraine en rocher du tunnel d'amenée à basse pression
hsy_tunl_upst_el | HSY | _ | TUNL | _ | UPST | _ | EL | m |  |  | upstream elevation of the low pressure tunnel sill | elevação de montante do piso do túnel de baixa pressão | elevación aguas arriba del piso del túnel de baja presión | cote du seuil du tunnel d'amenée à basse pression en amont
hsy_tunl_uter_el | HSY | _ | TUNL | _ | UTER | _ | EL | m |  | X | terrain minimum elevation to define the inlet location of the low pressure tunnel | elevação mínima do terreno no emboque | elevación mínima del terreno en el emboque | cote minimale du terrain a l'entrée du tunnel d'amenée
hsy_tunn_0000_n | HSY | _ | TUNN | _ | 0000 | _ | N |  |  | X | number of hydraulic conveyances by tunnel | quantidade de circuitos hidráulicos por túnel | cantidad de circuitos hidráulicos por túnel | quantité de circuits hydrauliques par tunnel
hsy_tunp_0000_d | HSY | _ | TUNP | _ | 0000 | _ | D | m |  | X | diameter of the high pressure tunnel cross section | diâmetro do trecho do túnel de alta pressão em concreto | diámetro del tramo del túnel de alta presión en hormigón | diamètre du segment du tunnel d'amenée à haute pression en béton
hsy_tunp_conc_l | HSY | _ | TUNP | _ | CONC | _ | L | m |  | X | concrete lining length of the high pressure tunnel | extensão do túnel de alta pressão revestido em concreto | longitud del túnel de alta presión revestido en hormigón | longueur du tunnel d'amenée à haute pression en béton structurel
hsy_tunp_conc_m3 | HSY | _ | TUNP | _ | CONC | _ | M3 | m³ |  |  | concrete volume of the high pressure tunnel | volume de concreto estrutural do túnel de alta pressão | volumen de hormigón reforzado del túnel de alta presión | volume de béton structurel du tunnel d'amenée à haute pression
hsy_tunp_dter_el | HSY | _ | TUNP | _ | DTER | _ | EL | m |  | X | terrain minimum elevation to define the outlet location of the high pressure tunnel | elevação mínima do terreno no desemboque | elevación mínima del terreno en el desemboque | cote minimale du terrain à la sortie du tunnel d'amenée
hsy_tunp_dwst_el | HSY | _ | TUNP | _ | DWST | _ | EL | m |  | X | downstream elevation of the high pressure tunnel sill | elevação de jusante do piso do túnel de alta pressão | elevación aguas abajo del piso del túnel de alta presión | cote du seuil du tunnel d'amenée à haute pression en aval
hsy_tunp_max0_el | HSY | _ | TUNP | _ | MAX0 | _ | EL | m |  | X | maximum terrain elevation for the steel lining of the high pressure tunnel | elevação máxima do terreno para o trecho blindado do túnel de alta pressão | elevación máxima del terreno para el tramo blindado del túnel de alta presión | cote maximale du terrain pour la conduite forcée du tunnel d'amenée à haute pression
hsy_tunp_min0_l | HSY | _ | TUNP | _ | MIN0 | _ | L | m |  | X | minimum steel lining length of the high pressure tunnel | extensão mínima do túnel de alta pressão blindado | longitud mínima del túnel de alta presión blindado | longueur minimale du tunnel d'amenée à haute pression avec des conduites forcées
hsy_tunp_stee_d | HSY | _ | TUNP | _ | STEE | _ | D | m |  | X | diameter of the penstock in the high pressure tunnel | diâmetro do conduto blindado do túnel de alta pressão | diámetro del conducto blindado del túnel de alta presión | diamètre de la conduite forcée du tunnel d'amenée à haute pression
hsy_tunp_stee_l | HSY | _ | TUNP | _ | STEE | _ | L | m |  | X | steel lining length of the high pressure tunnel | extensão do túnel de alta pressão blindado | longitud del túnel de alta presión blindado | longueur du tunnel d'amenée à haute pression avec des conduites forcées
hsy_tunp_stee_th | HSY | _ | TUNP | _ | STEE | _ | TH | mm |  |  | maximum thickness of the steel lined penstock in the high pressure tunnel | espessura máxima da blindagem do conduto forçado do túnel de alta pressão | espesor máximo del blindaje de la tubería forzada del túnel de alta presión | épaisseur maximale de l'acier de la conduite forcée du tunnel d'amenée à haute pression
hsy_tunp_trtm_m2 | HSY | _ | TUNP | _ | TRTM | _ | M2 | m² |  |  | foundation cleaning and treatment area of the high pressure tunnel | área de limpeza e tratamento de fundação do túnel de alta pressão | área de limpieza y tratamiento de fundación del túnel de alta presión | zone de préparation et traitement des fondations du tunnel d'amenée à haute pression
hsy_tunp_ugex_m3 | HSY | _ | TUNP | _ | UGEX | _ | M3 | m³ |  |  | underground rock excavation volume of the high pressure tunnel | volume de escavação em rocha subterrânea do túnel de alta pressão | volumen de excavación en roca subterránea del túnel de alta presión | volume d'excavation souterraine en rocher du tunnel d'amenée à haute pression
hsy_tunp_upst_el | HSY | _ | TUNP | _ | UPST | _ | EL | m |  |  | upstream elevation of the high pressure tunnel sill | elevação de montante do piso do túnel de alta pressão | elevación aguas arriba del piso del túnel de alta presión | cote du seuil du tunnel d'amenée à haute pression en amont
hsy_tunp_vert_d | HSY | _ | TUNP | _ | VERT | _ | D | m |  |  | diameter of the vertical high pressure tunnel | diâmetro do trecho em poço do túnel de alta pressão | diámetro del tramo excavado en pozo en el túnel de alta presión | diamètre du tronçon vertical du tunnel d'amenée à haute pression
hsy_tunp_vert_l | HSY | _ | TUNP | _ | VERT | _ | L | m |  |  | length of the vertical high pressure tunnel | extensão do trecho em poço do túnel de alta pressão | longitud del tramo excavado en pozo en túnel de alta presión | longueur du tronçon vertical du tunnel d'amenée à haute pression
hyd_dam0_rbnk_el | HYD | _ | DAM0 | _ | RBNK | _ | EL | m |  | X | elevation of the riverbanks at the dam axis | elevação das margens no local do eixo da barragem | elevación de las margens en el sítio del eje de la presa | cote des rives à l'axe du barrage
hyd_mann_coef_k | HYD | _ | MANN | _ | COEF | _ | K |  |  | X | manning coefficient for the rating curve | coeficiente de manning utilizado na curva-chave | coeficiente de manning utilizado en la curva de descarga | coefficient de manning utilisé pour la courbe de tarage
hyd_rver_axis_w | HYD | _ | RVER | _ | AXIS | _ | W | m |  | X | river width at the dam axis | largura do rio no eixo do barramento | ancho del río en el eje de la presa | largeur du fleuve à l'axe du barrage
hyd_rver_slop_i | HYD | _ | RVER | _ | SLOP | _ | I | m/m |  | X | river slope in a 1000 meters segment | declividade do rio para trecho de 1000 m ou proporcional à sua largura | declividad del río para un tramo de 1000 m o proporcional a su ancho | pente du fleuve pour segment sur 1000 m ou proportionelle à sa largeur
hyd_trce_rbnk_el | HYD | _ | TRCE | _ | RBNK | _ | EL | m |  | X | elevation of the riverbanks at the tailrace | elevação das margens no local do canal de fuga | elevación de las margens en el sítio del canal de descarga | cote des rives dans le canal de fuite
lay_abut_wl01_dt | LAY | _ | ABUT | _ | WL01 | _ | DT | m |  | X | distance between the transition wall 1 and the left abutment (numbering from left to right) | distância entre muro de transição 1 e ombreira esquerda (numeração da esquerda para a direita) | distancia entre muro de transición 1 y el estribo izquierdo (numeración de la izquierda para la derecha) | distance entre le mur de transition 1 et la culée gauche (numérotation de la gauche vers la droite)
lay_abut_wl01_x | LAY | _ | ABUT | _ | WL01 | _ | X |  |  |  | layout definition: if zero, there is no wall 1, dam closure in concrete | definição de arranjo: se igual a zero, não há muro 1; fecha a ombreira com barragem de concreto | definición del arreglo: se igual a cero, no hay muro 1; se cierra el estribo con presa de hormigón | définition de la disposition: si égal à zéro, absence de mur 1 et présence d'un barrage en béton
lay_abut_wl04_dt | LAY | _ | ABUT | _ | WL04 | _ | DT | m |  | X | distance between the transition wall 4 and the right abutment (numbering from left to right) | distância entre muro de transição 4 e ombreira direita (numeração da esquerda para a direita) | distancia entre muro de transición 4 y el estribo derecho (numeración de la izquierda para la derecha) | distance entre le mur de transition 4 et la culée droite (numérotation de la gauche vers la droite)
lay_abut_wl04_x | LAY | _ | ABUT | _ | WL04 | _ | X |  |  |  | layout definition: if zero, there is no wall 4, dam closure in concrete | definição de arranjo: se igual a zero, não há muro 4; fecha a ombreira com barragem de concreto | definición del arreglo: se igual a cero, no hay muro 4; se cierra el estribo con presa de hormigón | définition de la disposition: si égal à zéro, absence de mur 4 et présence d'un barrage en béton
lay_cfd1_spw0_dt | LAY | _ | CFD1 | _ | SPW0 | _ | DT | m |  | X | distance between the axis of 1st phase cofferdam and the spillway | distância do eixo da ensecadeira de 1a fase ao vertedouro | distancia del eje de la ataguía de 1a fase al aliviadero | distance entre l'axe du batardeau de 1ère phase et l'évacuateur de crues
lay_chan_cfdw_dt | LAY | _ | CHAN | _ | CFDW | _ | DT | m |  |  | minimum distance between the diversion channel and the second phase downstream cofferdam | distância mínima da saída do canal de desvio em relação à ensecadeira de jusante | distancia mínima de la saída del canal de desvío en relación a la ataguía aguas abajo | distance minimale de la sortie du canal de dérivation par rapport au batardeau en aval
lay_chan_cfup_dt | LAY | _ | CHAN | _ | CFUP | _ | DT | m |  |  | minimum distance between the diversion channel and the second phase upstream cofferdam | distância mínima da entrada do canal de desvio em relação à ensecadeira de montante | distancia mínima de l'entrée del canal de desvío en relación a la ataguía aguas arriba | distance minimale de l'entrée du canal de dérivation par rapport au batardeau en amont
lay_chan_intk_l | LAY | _ | CHAN | _ | INTK | _ | L | m |  | X | hydraulic system length from the river up to the inlet structure (channel + intake) | extensão do circuito até o emboque (canal + tomada) | longitud del circuito hasta el emboque (canal + toma de agua) | longueur du circuit hydraulique jusqu'à l'entrée du tunnel (canal + prise d'eau)
lay_dam0_cfdw_dt | LAY | _ | DAM0 | _ | CFDW | _ | DT | m |  | X | distance between the dam axis and the second phase downstream cofferdam | distância do eixo da barragem ao eixo da ensecadeira de 2a fase de jusante | distancia del eje de la presa al eje de la ataguía de 2a fase aguas abajo | distance entre l'axe du barrage et l'axe du batardeau de 2ème phase en aval
lay_dam0_cfup_dt | LAY | _ | DAM0 | _ | CFUP | _ | DT | m |  | X | distance between the dam axis and the second phase upstream cofferdam | distância do eixo da barragem ao eixo da ensecadeira de 2a fase de montante | distancia del eje de la presa al eje de la ataguía de 2a fase aguas arriba | distance entre l'axe du barrage et l'axe du batardeau de 2ème phase en amont
lay_dam0_pwh0_dt | LAY | _ | DAM0 | _ | PWH0 | _ | DT | m |  | X | distance between the dam axis and the upstream wall of the powerhouse | distância entre o eixo da barragem e a parede de montante da casa de força | distancia entre el eje de la presa y la parede aguas arriba de la casa de máquinas | distance entre l'axe du barrage et le mur de la salle des machines en amont
lay_dam0_spw0_dt | LAY | _ | DAM0 | _ | SPW0 | _ | DT | m |  | X | distance between the dam axis and the upstream face of the spillway | distância entre o eixo da barragem e a paramento de montante do vertedouro | distancia entre el eje de la presa y la paramento aguas arriba del aliviadero | distance entre l'axe du barrage et le parement de l'évacuateur de crues en amont
lay_dam0_trce_l | LAY | _ | DAM0 | _ | TRCE | _ | L | m |  | X | the shortest length between the dam axis and the tailrace | extensão inicial, em linha reta, entre o eixo e o canal de fuga | longitud inicial, en línea recta, entre el eje y el canal de descarga | longueur initiale, en ligne droite, entre l'axe du barrage et le canal de fuite
lay_dam2_cfdw_dt | LAY | _ | DAM2 | _ | CFDW | _ | DT | m |  | X | distance between the dam axis and the second phase downstream cofferdam in the riverbank | distância, na margem, do eixo da barragem ao eixo da ensecadeira de 2a fase de jusante | distancia, en la margen del río, del eje de la presa al eje de la ataguía de 2a fase aguas abajo | distance, sur les rives, entre l'axe du barrage et l'axe du batardeau de 2ème phase en aval
lay_dam2_cfup_dt | LAY | _ | DAM2 | _ | CFUP | _ | DT | m |  | X | distance between the dam axis and the second phase upstream cofferdam in the riverbank | distância, na margem, do eixo da barragem ao eixo da ensecadeira de 2a fase de montante | distancia, en la margen del río, del eje de la presa al eje de la ataguía de 2a fase aguas arriba | distance, sur les rives, entre l'axe du barrage et l'axe du batardeau de 2ème phase en amont
lay_div0_lctn_x | LAY | _ | DIV0 | _ | LCTN | _ | X |  |  | X | diversion location along the dam axis (r - right riverbank; b - riverbed; l - left riverbank) | posição do desvio no eixo (r - margem direita; b - leito; l - margem esquerda) | ubicación del desvío en el eje (r - margen derecha; b - cauce del río; l - margen izquierda) | position de la dérivation sur l'axe du barrage (r - rive droite; b - lit; l - rive gauche)
lay_hsy0_lctn_x | LAY | _ | HSY0 | _ | LCTN | _ | X |  |  | X | hydraulic system location along the dam axis (r - right riverbank; b - riverbed; l - left riverbank) | posição do circuito no eixo (r - margem direita; b - leito; l - margem esquerda) | ubicación del circuito en el eje (r - margen derecha; b - cauce del río; l - margen izquierda) | position du circuit hydraulique sur l'axe du barrage (r - rive droite; b - lit; l - rive gauche)
lay_intk_pwh0_h | LAY | _ | INTK | _ | PWH0 | _ | H | m |  |  | vertical distance from the intake gate axis to the turbine center line | distância vertical entre o eixo do vão da tomada e a linha de centro da turbina | distancia vertical entre el eje del vano de la toma y la línea de centro de la turbina | distance verticale entre l'axe de la vanne de la prise d'eau et la ligne centrale de la turbine
lay_pstk_pwh0_l | LAY | _ | PSTK | _ | PWH0 | _ | L | m |  | X | hydraulic system length comprising penstock branches and the underground powerhouse | extensão do circuito incluindo os condutos ramificados e a casa de força subterrânea | longitud del circuito incluyendo las tuberías ramificadas y la casa de máquinas subterránea | longueur du circuit, y compris les branches du conduit et la salle des machines souterraine
lay_pstk_trce_l | LAY | _ | PSTK | _ | TRCE | _ | L | m |  | X | hydraulic system length from the outlet structure up to the river (penstock + powerhouse + tailrace) | extensão do circuito após desemboque (conduto + casa de força + canal de fuga) | longitud del circuito después de la desembocadura (tubería + casa de máquinas + canal de descarga) | longueur du circuit hydraulique à partir de la sortie du tunnel (conduite + salle des machines + canal de fuite)
lay_rvct_cfd1_dt | LAY | _ | RVCT | _ | CFD1 | _ | DT | m |  | X | distance between riverbed midpoint and the 1st phase cofferdam | distância do ponto médio do rio ao eixo ensecadeira de 1a fase | distancia del punto medio del río al eje de la ataguía de 1a fase | distance entre le point moyen du fleuve et l'axe du batardeau de 1ère phase
lay_spw0_lctn_x | LAY | _ | SPW0 | _ | LCTN | _ | X |  |  | X | spillway location along the dam axis (r - right riverbank; b - riverbed; l - left riverbank) | posição do vertedouro no eixo (r - margem direita; b - leito; l - margem esquerda) | ubicación del aliviadero en el eje (r - margen derecha; b - cauce del río; l - margen izquierda) | position de l'évacuateur de crues sur l'axe du barrage (r - rive droite; b - lit; l - rive gauche)
lay_trce_intk_l | LAY | _ | TRCE | _ | INTK | _ | L | m |  | X | hydraulic system length comprising the underground tailrace and the pumping intake | extensão do circuito incluindo o túnel de fuga e a tomada do bombeamento | longitud del circuito incluyendo el túnel de descarga y la toma del bombeo | longueur du circuit, y compris le tunnel de fuite et la prise d'eau du pompage
lay_uppr_lowr_l | LAY | _ | UPPR | _ | LOWR | _ | L | m |  | X | the shortest length between the upper and the lower reservoir | extensão inicial, em linha reta, entre os reservatórios de uma UHR | longitud inicial, en línea recta, entre los embalses de uma CHR | longueur initiale, en ligne droite, entre les réservoir d'une CPT
lay_wl02_wl03_dt | LAY | _ | WL02 | _ | WL03 | _ | DT | m |  | X | distance between the transition walls 2 and 3 (numbering from left to right) | distância entre os muros de transição 2 e 3 (numeração da esquerda para a direita) | distancia entre los muros de transición 2 y 3 (numeración de la izquierda para la derecha) | distance entre les murs de transitions 2 et 3 (numérotation de la gauche vers la droite)
lay_wl02_wl03_x | LAY | _ | WL02 | _ | WL03 | _ | X |  |  |  | layout definition: if zero, there is no walls, dam closure in concrete | definição de arranjo: se igual a zero, não há muro 2 nem 3; fecha o trecho com barragem de concreto | definición del arreglo: se igual la cero, no hay muro 2 ni 3; se cierra el tramo con presa de hormigón | définition de la disposition: si égal a zéro, absence de mur 2 ou mur 3 et présence d'un barrage en béton
oth_accs_brdg_l | OTH | _ | ACCS | _ | BRDG | _ | L | m |  |  | length of the access bridges | extensão das pontes para acesso rodoviário à usina | longitud de los puentes para acceso a la central | longueur des ponts pour l'accès à la centrale
oth_accs_road_l | OTH | _ | ACCS | _ | ROAD | _ | L | km |  |  | length of the access roads | extensão dos acessos rodoviários à usina | longitud de los accesos por carretera a la central | longueur des routes d'accès à la centrale
oth_fish_tran_ct | OTH | _ | FISH | _ | TRAN | _ | CT | $ |  |  | fish transfer system cost | custo total de escada de peixe | costo total de escalera de peces | coût total du système de transfert des poissons
oth_port_lock_ct | OTH | _ | PORT | _ | LOCK | _ | CT | $ |  |  | port or lock system cost | custo total de eclusa ou porto | costo total de esclusa o puerto | coût total d'ecluse ou de port
psh_eqp0_conf_x | PSH | _ | EQP0 | _ | CONF | _ | X |  |  | X | identification for the equipment configuration type (fixed speed = 0, variable speed = 1) | identificação do tipo de configuração do equipamento (velocidade fixa = 0, velocidade variável = 1) | identificación del tipo de configuración del equipo (velocidad fija = 0, velocidad variable = 1) | identification du type de configuration de l'équipement (vitesse fixe = 0, vitesse variable = 1)
psh_genr_cycl_tm | PSH | _ | GENR | _ | CYCL | _ | TM | h |  | X | generation time of the pumped storage hydro (PSH) | tempo de geração de uma usina hidrelétrica reversível (UHR) | tiempo de generación de uma central hidroléctrica reversible (CHR) | temps de géneration d'une centrale pompage turbinage (CPT)
psh_pump_cycl_tm | PSH | _ | PUMP | _ | CYCL | _ | TM | h |  | X | pumping time of the pumped storage hydro (PSH) | tempo de bombeamento de uma usina hidrelétrica reversível (UHR) | tiempo de bombeo de uma central hidroléctrica reversible (CHR) | temps de pompage d'une centrale pompage turbinage (CPT)
psh_pump_flow_q | PSH | _ | PUMP | _ | FLOW | _ | Q | m³/s |  | X | pumping inflow | vazão de bombeamento | caudal de bombeo | débit de pompage
pwh_0000_cter_el | PWH | _ | 0000 | _ | CTER | _ | EL | m |  | X | terrain minimum elevation to define the location of the power house | elevação máxima do terreno para posicionar a casa de força | elevación máxima del terreno para ubicar la casa de máquinas | cote maximale du terrain pour positionner la salle des machines
pwh_ably_area_l | PWH | _ | ABLY | _ | AREA | _ | L | m | Lam | X | length of the assembly area | comprimento da área de montagem | longitud del área de montaje | longueur de la plage de montage
pwh_ably_area_w | PWH | _ | ABLY | _ | AREA | _ | W | m | Bam | X | width of the assembly area | largura da área de montagem | ancho del área de montaje | largeur de la plage de montage
pwh_accs_0000_l | PWH | _ | ACCS | _ | 0000 | _ | L | m |  | X | length of the access tunnel to the underground powerhouse | extensão do túnel de acesso à casa de força subterrânea | longitud del túnel de acceso a la casa de máquinas subterránea | longueur du tunnel d'accès à salle des machines souterraine
pwh_accs_shot_m3 | PWH | _ | ACCS | _ | SHOT | _ | M3 | m³ |  |  | shotcrete volume of the access tunnel to the underground powerhouse | volume de concreto projetado do túnel de acesso à casa de força subterrânea | volumen de concreto lanzado del túnel de acceso a la casa de máquinas subterránea | volume de béton projeté du tunnel d'accès à salle des machines souterraine
pwh_accs_trtm_m2 | PWH | _ | ACCS | _ | TRTM | _ | M2 | m² |  |  | foundation cleaning and treatment area of the access tunnel to the underground powerhouse | área de limpeza e tratamento de fundação do túnel de acesso à casa de força subterrânea | área de limpieza y tratamiento de fundación del túnel de acceso a la casa de máquinas subterránea | zone de préparation et traitement des fondations du tunnel d'accès à salle des machines souterraine
pwh_accs_ugex_m3 | PWH | _ | ACCS | _ | UGEX | _ | M3 | m³ |  |  | underground rock excavation volume of the access tunnel to the underground powerhouse | volume de escavação em rocha subterrânea do túnel de acesso à casa de força subterrânea | volumen de excavación en roca subterránea del túnel de acceso a la casa de máquinas subterránea | volume d'excavation en rocher du tunnel d'accès à salle des machines souterraine
pwh_deck_dfld_q | PWH | _ | DECK | _ | DFLD | _ | Q | m³/s |  | X | design flood for the powerhouse deck | vazão de projeto para o deck da casa de força | caudal de diseño para el deck de la casa de máquinas | débit de projet pour le deck de la salle des machines
pwh_dtub_embp_ct | PWH | _ | DTUB | _ | EMBP | _ | CT | $ |  |  | embedded parts cost of the draft tube equipment | custo das peças fixas do tubo de sucção | costo de las piezas fijas del tubo de succión | coût des pièces encastrées du tube d'aspiration
pwh_dtub_embp_t | PWH | _ | DTUB | _ | EMBP | _ | T | t |  |  | weight of the embedded parts of the draft tube equipment | peso das peças fixas do tubo de sucção | peso de las piezas fijas del tubo de succión | poids des pièces encastrées du tube d'aspiration
pwh_dtub_fwgt_ct | PWH | _ | DTUB | _ | FWGT | _ | CT | $ |  |  | fixed wheel gates cost of the draft tube | custo de uma comporta vagão do tubo de sucção | costo de una compuerta vagón del tubo de succión | coût d'une vanne wagon du tube d'aspiration
pwh_dtub_fwgt_n | PWH | _ | DTUB | _ | FWGT | _ | N |  |  |  | number of fixed wheel gates of the draft tube | quantidade de comportas vagão do tubo de sucção | cantidad de compuertas vagón del tubo de succión | quantité de vannes wagons du tube d'aspiration
pwh_dtub_fwgt_t | PWH | _ | DTUB | _ | FWGT | _ | T | t |  |  | weight of the fixed wheel gates of the draft tube | peso de uma comporta vagão do tubo de sucção | peso de una compuerta vagón del tubo de succión | poids d'une vanne wagon du tube d'aspiration
pwh_dtub_gate_h | PWH | _ | DTUB | _ | GATE | _ | H | m | R | X | gate height of the draft tube | altura da comporta do tubo de sucção | altura de la compuerta del tubo de succión | hauteur de la vanne du tube d'aspiration
pwh_dtub_gate_n | PWH | _ | DTUB | _ | GATE | _ | N |  | Nvs |  | number of gates of the draft tube per powerhouse block | quantidade de vãos do tubo de sucção por unidade | cantidad de vanos del tubo de succión por unidade | quantité de vannes du tube d'aspiration par turbine
pwh_dtub_gate_w | PWH | _ | DTUB | _ | GATE | _ | W | m | Z Q X/Nvs | X | gate width of the draft tube | base da comporta do tubo de sucção | base de la compuerta del tubo de succión | base de la vanne du tube d'aspiration
pwh_dtub_gtry_ct | PWH | _ | DTUB | _ | GTRY | _ | CT | $ |  |  | gantry crane cost | custo do pórtico rolante | costo del pórtico rodante | coût de la grue portique
pwh_dtub_gtry_t | PWH | _ | DTUB | _ | GTRY | _ | T | t |  |  | weight of the gantry crane | peso do pórtico rolante | peso del pórtico rodante | poids de la grue portique
pwh_dtub_slog_ct | PWH | _ | DTUB | _ | SLOG | _ | CT | $ |  |  | stoplogs cost of the draft tube | custo de uma comporta ensecadeira do tubo de sucção | costo de una compuerta ataguía del tubo de succión | coût d'une vanne batardeau du tube d'aspiration
pwh_dtub_slog_n | PWH | _ | DTUB | _ | SLOG | _ | N |  |  |  | number of stoplogs of the draft tube | quantidade de comportas ensecadeira do tubo de sucção | cantidad de compuertas ataguía del tubo de succión | quantité de vannes batardeaux du tube d'aspiration
pwh_dtub_slog_t | PWH | _ | DTUB | _ | SLOG | _ | T | t |  |  | weight of the stoplogs of the draft tube | peso de uma comporta ensecadeira do tubo de sucção | peso de una compuerta ataguía del tubo de succión | poids d'une vanne batardeau du tube d'aspiration
pwh_genr_0000_ct | PWH | _ | GENR | _ | 0000 | _ | CT | $ |  |  | generator cost | custo de um gerador | costo de un generador | coût d'un générateur
pwh_genr_0000_t | PWH | _ | GENR | _ | 0000 | _ | T | t |  |  | weight of the generator | peso de um gerador | peso de un generador | poids d'un générateur
pwh_genr_hous_d | PWH | _ | GENR | _ | HOUS | _ | D | m | Dpg | X | diameter of the generator housing | diâmetro do poço do gerador | diámetro del pozo del generador | diamètre du logement du générateur
pwh_genr_totl_n | PWH | _ | GENR | _ | TOTL | _ | N |  |  | X | number of generators | quantidade de geradores | cantidad de generadores | quantité de générateurs
pwh_misc_inst_ct | PWH | _ | MISC | _ | INST | _ | CT | $ |  |  | installations and final works cost | custos de instalação e acabamentos | costos de instalaciones y acabados | coûts des installations et finitions
pwh_misc_ldev_ct | PWH | _ | MISC | _ | LDEV | _ | CT | $ |  |  | land developments cost | custos de benfeitorias na usina | costos de mejoras en la central | coûts des améliorations dans la centrale
pwh_pelt_type_x | PWH | _ | PELT | _ | TYPE | _ | X |  |  |  | identification for the pelton type | identificação do tipo de pelton | identificación del tipo de Pelton | identification du type de Pelton
pwh_strc_blck_n | PWH | _ | STRC | _ | BLCK | _ | N |  | Ng |  | number of powerhouse blocks | quantidade de blocos da casa de força | cantidad de blocos de la casa de máquinas | quantité de blocs de la salle des machines
pwh_strc_blck_w | PWH | _ | STRC | _ | BLCK | _ | W | m | Bcf1 | X | total width of one block of the powerhouse | largura de um bloco da casa de força | ancho de un bloco de la casa de máquinas | largeur d'un bloc de la salle des machines
pwh_strc_brdg_ct | PWH | _ | STRC | _ | BRDG | _ | CT | $ |  |  | bridge crane cost | custo da ponte rolante | costo del puente grúa | coût du pont roulant
pwh_strc_brdg_t | PWH | _ | STRC | _ | BRDG | _ | T | t |  |  | weight of the bridge crane | peso da ponte rolante | peso del puente grúa | poids du pont roulant
pwh_strc_cldw_l | PWH | _ | STRC | _ | CLDW | _ | L | m | d2 | X | distance from the center line of the generator units to the downstream face wall | distância do centro da unidade à face externa da parede de jusante | distancia del centro de la unidade a la cara externa de la pared aguas abajo | distance du centre de la turbine à la face externe du mur en aval
pwh_strc_conc_m3 | PWH | _ | STRC | _ | CONC | _ | M3 | m³ |  |  | structural concrete volume of the powerhouse | volume de concreto estrutural da casa de força | volumen de hormigón reforzado de la casa de máquinas | volume de béton structurel de la salle des machines
pwh_strc_deck_el | PWH | _ | STRC | _ | DECK | _ | EL | m |  | X | elevation of the powerhouse deck | elevação do deck da casa de força e da área de montagem | elevación del deck de la casa de máquinas y del área de montaje | cote du deck de la salle des machines et de la plage de montage
pwh_strc_min1_el | PWH | _ | STRC | _ | MIN1 | _ | EL | m |  | X | elevation of the upstream powerhouse foundation | elevação da fundação da casa de força a montante (LC - A/2 - 2) | elevación de la fundación de la casa de máquinas aguas arriba | cote de la fondation de la salle des machines en amont
pwh_strc_min2_el | PWH | _ | STRC | _ | MIN2 | _ | EL | m |  | X | minimum elevation of the powerhouse foundation | elevação mínima da fundação da casa de força (LC - Y - 2) | elevación mínima de la fundación de la casa de máquinas | cote minimale de la fondation de la salle des machines
pwh_strc_min3_el | PWH | _ | STRC | _ | MIN3 | _ | EL | m |  | X | elevation of the downstream powerhouse foundation | elevação da fundação da casa de força a jusante (minelphouse + S/6) | elevación de la fundación de la casa de máquinas aguas abajo | cote de la fondation de la salle des machines en aval
pwh_strc_rkex_m3 | PWH | _ | STRC | _ | RKEX | _ | M3 | m³ |  |  | surface rock excavation volume of the powerhouse | volume de escavação em rocha da casa de força | volumen de excavación en roca de la casa de máquinas | volume d'excavation en rocher de la salle des machines
pwh_strc_shot_m3 | PWH | _ | STRC | _ | SHOT | _ | M3 | m³ |  |  | shotcrete volume of the underground powerhouse | volume de concreto projetado da casa de força subterrânea | volumen de concreto lanzado de la casa de máquinas subterránea | volume de béton projeté de salle des machines souterraine
pwh_strc_slex_m3 | PWH | _ | STRC | _ | SLEX | _ | M3 | m³ |  |  | common excavation volume of the powerhouse | volume de escavação comum da casa de força | volumen de excavación común de la casa de máquinas | volume d'excavation en terrain meuble de la salle des machines
pwh_strc_totl_l | PWH | _ | STRC | _ | TOTL | _ | L | m | Lcf | X | total length of the powerhouse | comprimento da casa de força | longitud de la casa de máquinas | longueur de la salle des machines
pwh_strc_totl_w | PWH | _ | STRC | _ | TOTL | _ | W | m | Bcf | X | total width of the powerhouse | largura da casa de força | ancho de la casa de máquinas | largeur de la salle des machines
pwh_strc_trtm_m2 | PWH | _ | STRC | _ | TRTM | _ | M2 | m² |  |  | foundation cleaning and treatment area of the powerhouse | área de limpeza e tratamento de fundação da casa de força | área de limpieza y tratamiento de fundación de la casa de máquinas | zone de préparation et traitement des fondations de la salle des machines
pwh_strc_ugex_m3 | PWH | _ | STRC | _ | UGEX | _ | M3 | m³ |  |  | underground rock excavation volume of the powerhouse | volume de escavação em rocha subterrânea da casa de força | volumen de excavación en roca subterránea de la casa de máquinas | volume d'excavation en rocher de la salle des machines
pwh_strc_upcl_l | PWH | _ | STRC | _ | UPCL | _ | L | m | d1 | X | distance from the upstream face wall to the center line of the generator units | distância da face externa de montante ao centro da unidade | distancia de la cara externa aguas arriba al centro de la unidade | distance de la face externe en amont du centre de la turbine
pwh_turb_0000_ct | PWH | _ | TURB | _ | 0000 | _ | CT | $ |  |  | turbine cost | custo de uma turbina | costo de una turbina | coût d'une turbine
pwh_turb_0000_t | PWH | _ | TURB | _ | 0000 | _ | T | t |  |  | weight of the turbine | peso de uma turbina | peso de una turbina | poids d'une turbine
pwh_turb_bulb_l | PWH | _ | TURB | _ | BULB | _ | L | m | L | X | length of the bulb turbine | comprimento do bulbo | longitud del bulbo | longueur du bulbe
pwh_turb_cjet_d | PWH | _ | TURB | _ | CJET | _ | D | m | D2 |  | jet diameter | diâmetro da linha de centro do jato | diámetro del chorro | diamètre du jet
pwh_turb_clin_el | PWH | _ | TURB | _ | CLIN | _ | EL | m | Eld |  | center line of the generator units | linha de centro da turbina | línea de centro de la turbina | ligne centrale horizontale de la turbine
pwh_turb_dtub_h | PWH | _ | TURB | _ | DTUB | _ | H | m | Y | X | height from the draft tube to the center of the distributor | altura do tubo de sucção ao centro do distribuidor | altura del tubo de succión al centro del distribuidor | hauteur du tube d'aspiration au centre du distributeur
pwh_turb_dtub_l | PWH | _ | TURB | _ | DTUB | _ | L | m | S | X | length of the draft tube | comprimento do tubo de sucção | longitud del tubo de succión | longueur du tube d'aspiration
pwh_turb_inlt_d | PWH | _ | TURB | _ | INLT | _ | D | m | A | X | diameter of the turbine inlet | diâmetro da entrada da turbina | diámetro de l'entrée de la turbina | diamètre de l'entrée de la turbine
pwh_turb_rotr_d | PWH | _ | TURB | _ | ROTR | _ | D | m | D3 | X | diameter of the turbine rotor | diâmetro do rotor da turbina | diámetro del rotor de la turbina | diamètre du rotor de la turbine
pwh_turb_sp0b_w | PWH | _ | TURB | _ | SP0B | _ | W | m | B |  | smaller width of the spiral casing from the turbine axis | largura menor da caixa espiral a partir do eixo da turbina | ancho menor de la caja espiral a partir del eje de la turbina | plus petite largeur du carter en spirale à partir de l'axe de la turbine
pwh_turb_sp0c_w | PWH | _ | TURB | _ | SP0C | _ | W | m | C |  | larger width of the spiral casing from the turbine axis | largura maior da caixa espiral a partir do eixo da turbina | ancho mayor de la caja espiral a partir del eje de la turbina | plus grande largeur du carter en spirale à partir de l'axe de la turbine
pwh_turb_spsp_dl | PWH | _ | TURB | _ | SPSP | _ | DL |  |  |  | specific speed of the turbine | velocidade específica da turbina | velocidad específica de la turbina | vitesse spécifique de la turbine
pwh_turb_totl_n | PWH | _ | TURB | _ | TOTL | _ | N |  |  |  | number of turbines | quantidade de turbinas | cantidad de turbinas | quantité de turbines
pwh_valv_bfly_ct | PWH | _ | VALV | _ | BFLY | _ | CT | $ |  |  | butterfly valve cost | custo da válvula borboleta | costo de la válvula mariposa | coût de la vanne papillon
pwh_valv_bfly_n | PWH | _ | VALV | _ | BFLY | _ | N |  |  |  | number of butterfly valves | quantidade de válvulas borboleta | cantidad de válvulas mariposa | quantité de vannes papillon
pwh_valv_bfly_t | PWH | _ | VALV | _ | BFLY | _ | T | t |  |  | weight of the butterfly valve | peso da válvula borboleta | peso de la válvula mariposa | poids de la vanne papillon
pwh_valv_sphr_ct | PWH | _ | VALV | _ | SPHR | _ | CT | $ |  |  | spherical valve cost | custo da válvula esférica | costo de la válvula de esfera | coût de la vanne sphérique
pwh_valv_sphr_n | PWH | _ | VALV | _ | SPHR | _ | N |  |  |  | number of spherical valves | quantidade de válvulas esféricas | cantidad de válvulas de esferas | quantité de vannes sphériques
pwh_valv_sphr_t | PWH | _ | VALV | _ | SPHR | _ | T | t |  |  | weight of the spherical valve | peso da válvula esférica | peso de la válvula de esfera | poids de la vanne sphérique
res_max0_0000_wl | RES | _ | MAX0 | _ | 0000 | _ | WL | m | NAmax | X | maximum water level of the reservoir | nível'água máximo normal do reservatório | nivel máximo operacional del embalse | niveau normal de retenue du réservoir
res_max0_max0_wl | RES | _ | MAX0 | _ | MAX0 | _ | WL | m | NAxmx | X | maximum maximorum water level of the reservoir | nível'água máximo maximorum do reservatório | nivel máximo excepcional del embalse | niveau exceptionnel de retenue du réservoir
res_min0_0000_wl | RES | _ | MIN0 | _ | 0000 | _ | WL | m | NAmin | X | minimum water level of the reservoir | nível'água mínimo normal do reservatório | nivel mínimo normal del embalse | niveau minimal de retenue du réservoir
res_mmax_rise_h | RES | _ | MMAX | _ | RISE | _ | H | m |  |  | maximum maximorum water level rising | sobrelevação do nível máximo maximorum | sobrelevación del nível máximo maximorum | tranche de laminage du niveau maximal exceptionnel du réservoir
res_type_watc_x | RES | _ | TYPE | _ | WATC | _ | X |  |  | X | identification for the reservoir type according to its location (in a watercourse = 0 or not =1) | identificação do tipo de reservatório de acordo com sua localização (em curso d'água = 0 ou não =1) | identificación del tipo de embalse según su ubicación (en curso de agua = 0 o no = 1) | identification du type de réservoir en fonction de sa localisation (en cours d'eau = 0 ou non = 1)
rtc_dam0_a0cf_k | RTC | _ | DAM0 | _ | A0CF | _ | K |  |  | X | coefficient "a" of the dam rating curve | coeficiente "a" da equação da curva-chave no eixo de barramento | coeficiente "a" de la ecuación de la curva de descarga en el eje de la presa | coefficient "a" de l'équation de la courbe de tarage de l'axe du barrage
rtc_dam0_b0cf_k | RTC | _ | DAM0 | _ | B0CF | _ | K |  |  | X | exponent "b" of the dam rating curve | expoente "b" da equação da curva-chave no eixo de barramento | exponente "b" de la ecuación de la curva de descarga en el eje de la presa | exposant "b" de l'équation de la courbe de tarage de l'axe du barrage
rtc_dam0_zero_wl | RTC | _ | DAM0 | _ | ZERO | _ | WL | m |  | X | dam rating curve zero | zero da equação da curva-chave no eixo de barramento | cero de la ecuación de la curva de descarga en el eje de la presa | zéro de l'équation de la courbe de tarage de l'axe du barrage
rtc_trce_a0cf_k | RTC | _ | TRCE | _ | A0CF | _ | K |  |  | X | coefficient "a" of the tailrace rating curve | coeficiente "b" da equação da curva-chave no canal de fuga | coeficiente "a" de la ecuación de la curva de descarga en el canal de descarga | coefficient "a" de l'équation de la courbe de tarage du canal de fuite
rtc_trce_b0cf_k | RTC | _ | TRCE | _ | B0CF | _ | K |  |  | X | exponent "b" of the tailrace rating curve | expoente da equação da curva-chave no canal de fuga | exponente "b" de la ecuación de la curva de descarga en el canal de descarga | exposant "b" de l'équation de la courbe de tarage du canal de fuite
rtc_trce_zero_wl | RTC | _ | TRCE | _ | ZERO | _ | WL | m |  | X | tailrace rating curve zero | zero da equação da curva-chave no canal de fuga | cero de la ecuación de la curva de descarga en el canal de descarga | zéro de l'équation de la courbe de tarage du canal de fuite
spw_appr_regc_m3 | SPW | _ | APPR | _ | REGC | _ | M3 | m³ |  |  | dental concrete volume for the regularization of the spillway approach channel | volume do concreto de regularização do canal de aproximação do vertedouro | volumen de concreto de regularización del canal de aproximación del aliviadero | volume de béton de propreté du canal d'approche de l'évacuateur de crues
spw_appr_rkex_m3 | SPW | _ | APPR | _ | RKEX | _ | M3 | m³ |  |  | surface rock excavation volume of the spillway approach channel | volume de escavação em rocha do canal de aproximação do vertedouro | volumen de excavación en roca del canal de aproximación del aliviadero | volume d'excavation en rocher du canal d'approche de l'évacuateur de crues
spw_appr_slex_m3 | SPW | _ | APPR | _ | SLEX | _ | M3 | m³ |  |  | common excavation volume of the spillway approach channel | volume de escavação comum do canal de aproximação do vertedouro | volumen de excavación común del canal de aproximación del aliviadero | volume d'excavation en terrain meuble du canal d'approche de l'évacuateur de crues
spw_chan_appr_el | SPW | _ | CHAN | _ | APPR | _ | EL | m | Elcv | X | elevation of the spillway approach channel sill | elevação do canal de aproximação | elevación del canal de aproximación | cote du canal d'approche
spw_chan_rest_el | SPW | _ | CHAN | _ | REST | _ | EL | m | Elcr | X | elevation of the spillway restitution channel sill | elevação do canal de restituição | elevación del canal de restitución | cote du canal de restitution
spw_chut_hzpj_l | SPW | _ | CHUT | _ | HZPJ | _ | L | m |  | X | horizontal projection of the spillway chute | projeção horizontal da calha do vertedouro | proyection horizontal dl canal rápido del aliviadero | longueur déversante du seuil de l'évacuateur de crues
spw_dims_coef_k | SPW | _ | DIMS | _ | COEF | _ | K |  | kv | X | initial dimensioning coefficient of the spillway (H = kv Q 0.4) | coeficiente de dimensionamento inicial do vertedouro (H = kv Q 0.4) | coeficiente de dimensionamento inicial del aliviadero (H = kv Q 0.4) | coefficient de dimensionnement initial de l'évacuateur de crues (H = kv Q 0.4)
spw_dims_dsch_k | SPW | _ | DIMS | _ | DSCH | _ | K |  |  |  | spillway discharge coefficient | coeficiente de descarga do vertedouro | coeficiente de descarga del aliviadero | coefficient de débit de l'évacuateur de crues
spw_dims_frou_v | SPW | _ | DIMS | _ | FROU | _ | V |  | Fr1 | X | froude number | número de froude | número de froude | nombre de froude
spw_dims_head_h | SPW | _ | DIMS | _ | HEAD | _ | H |  |  | X | design head of the spillway | carga hidráulica do vertedouro | carga hidráulica del aliviadero | charge hydraulique de l'évacuateur de crues
spw_edis_curv_r | SPW | _ | EDIS | _ | CURV | _ | R | m | Rbd / Rse | X | radius of curvature at the stilling basin or ski jump inlet | raio de curvatura na entrada da bacia de dissipação ou do salto de esqui | radio de curvatura en la entrada del tanque amortiguador o del salto de esquí | rayon de courbure d'entrée du bassin d'amortissement ou du saut de ski
spw_edis_dfld_q | SPW | _ | EDIS | _ | DFLD | _ | Q | m³/s |  | X | design flood for the energy dissipator wall | vazão de projeto para o muro da estrutura de dissipação | caudal de diseño para el muro de la estrucutura de disipación | débit de projet pour le mur de la structure de dissipation
spw_edis_endl_x | SPW | _ | EDIS | _ | ENDL | _ | X |  |  | X | indicator of the end of the stilling basin dimensioning (0 = end; 1 = continue) | indicador do fim do dimensionamento da bacia de dissipação (0 = finalizar; 1 = continuar) | indicador del fin del dimensionamiento del tanque amortiguador (0 = finalizar; 1 = continuar) | indicateur du fin du dimensionnement du bassin d'amortissement (0 = terminer; 1 = continuer)
spw_edis_fndn_el | SPW | _ | EDIS | _ | FNDN | _ | EL | m |  | X | elevation of the stilling basin wall or ski jump foundation | elevação da fundação da bacia de dissipação ou do salto de esqui | elevación de la fundación del tanque amortiguador o del salto de esquí | cote de la fondation du bassin d'amortissement ou du saut de ski
spw_edis_loop_n | SPW | _ | EDIS | _ | LOOP | _ | N |  |  | X | number of iterations for the stilling basin dimensioning | número de iterações para dimensionamento da bacia de dissipação | número de iteraciones para el dimensionamiento del tanque amortiguador | nombre d'itérations pour le dimensionnement du bassin d'amortissement
spw_edis_sill_el | SPW | _ | EDIS | _ | SILL | _ | EL | m | Elbd / Else | X | elevation of the stilling basin sill or ski jump | elevação da soleira da bacia de dissipação ou do salto de esqui | elevación de la solera del tanque amortiguador o del salto de esquí | cote du seuil du bassin d'amortissement ou du saut de ski
spw_edis_totl_l | SPW | _ | EDIS | _ | TOTL | _ | L | m | Lbd / Lse | X | length of the stilling basin or ski jump | comprimento da bacia de dissipação ou do salto de esqui | longitud del tanque amortiguador o del salto de esquí | longueur du bassin d'amortissement ou du saut de ski
spw_edis_totl_w | SPW | _ | EDIS | _ | TOTL | _ | W | m | Bbd / Bse |  | width of the stilling basin or ski jump | largura da bacia de dissipação ou do salto de esqui | ancho del tanque amortiguador o del salto de esquí | largeur du bassin d'amortissement ou du saut de ski
spw_edis_wall_el | SPW | _ | EDIS | _ | WALL | _ | EL | m |  | X | elevation of the stilling basin wall or ski jump wall | elevação do muro da bacia de dissipação ou do salto de esqui | elevación del muro del tanque amortiguador | cote du mur du bassin d'amortissement ou du saut de ski
spw_geom_000a_i | SPW | _ | GEOM | _ | 000A | _ | I |  |  | X | spillway crest geometry HDC 111-20, plate 3-2, slope of the downstream line (a:1) | geometria da crista do vertedouro HDC 111-20, plate 3-2, inclinação "a" do paramento de jusante (a:1) | geometría de la cresta del aliviadero HDC 111-20, plate 3-2, pendiente "a" del paramento aguas abajo (a:1) | géométrie de la crête de l'évacuateur de crues HDC 111-20, plate 3-2, pente "a" du parement en aval (a:1)
spw_geom_00fs_i | SPW | _ | GEOM | _ | 00FS | _ | I |  |  | X | spillway crest geometry HDC 111-20, plate 3-2, slope of the upstream line (1:FS) | geometria da crista do vertedouro HDC 111-20, plate 3-2, inclinação "FS" do paramento de montante (1:FS) | geometría de la cresta del aliviadero HDC 111-20, plate 3-2, pendiente "FS" del paramento aguas arriba (1:FS) | géométrie de la crête de l'évacuateur de crues HDC 111-20, plate 3-2, pente "FS" du parement en aval (FS:1)
spw_geom_cf0a_k | SPW | _ | GEOM | _ | CF0A | _ | K |  |  | X | spillway crest geometry HDC 111-20, plate 3-2, coefficient A | geometria da crista do vertedouro HDC 111-20, plate 3-2, coeficiente A | geometría de la cresta del aliviadero HDC 111-20, plate 3-2, coeficiente A | géométrie de la crête de l'évacuateur de crues HDC 111-20, plate 3-2, coefficient A
spw_geom_cf0b_k | SPW | _ | GEOM | _ | CF0B | _ | K |  |  | X | spillway crest geometry HDC 111-20, plate 3-2, coefficient B | geometria da crista do vertedouro HDC 111-20, plate 3-2, coeficiente B | geometría de la cresta del aliviadero HDC 111-20, plate 3-2, coeficiente B | géométrie de la crête de l'évacuateur de crues HDC 111-20, plate 3-2, coefficient B
spw_geom_cf0k_k | SPW | _ | GEOM | _ | CF0K | _ | K |  |  | X | spillway crest geometry HDC 111-20, plate 3-2, coefficient k | geometria da crista do vertedouro HDC 111-20, plate 3-2, coeficiente k | geometría de la cresta del aliviadero HDC 111-20, plate 3-2, coeficiente k | géométrie de la crête de l'évacuateur de crues HDC 111-20, plate 3-2, coefficient k
spw_geom_endl_x | SPW | _ | GEOM | _ | ENDL | _ | X |  |  | X | indicator of the end of the ogee geometry dimensioning (0 = end; 1 = continue) | indicador do fim do dimensionamento da geometria da ogiva (0 = finalizar; 1 = continuar) | indicador del fin del dimensionamiento de la geometría de la ojiva (0 = finalizar; 1 = continuar) | indicateur du fin du dimensionnement géometrie la ogive (0 = terminer; 1 = continuer)
spw_geom_loop_n | SPW | _ | GEOM | _ | LOOP | _ | N |  |  | X | number of iterations for the ogee geometry dimensioning | número de iterações para dimensionamento da geometria da ogiva | número de iteraciones para el dimensionamiento de la geometría de la ojiva | nombre d'itérations pour le dimensionnement de la géometrie la ogive
spw_geom_x0d1_c | SPW | _ | GEOM | _ | X0D1 | _ | C |  |  | X | spillway crest geometry, ending x coordinate of the downstream ellipse | geometria da crista do vertedouro, coordenada x de fim da elipse de jusante | geometría de la cresta del aliviadero, coordenada x de fin de la elipse aguas abajo | géométrie de la crête de l'évacuateur de crues , coordonnée x d'arrivée de l´ellipse en aval
spw_geom_x0d2_c | SPW | _ | GEOM | _ | X0D2 | _ | C |  |  | X | spillway crest geometry, starting x coordinate of the stilling basin or ski jump arc | geometria da crista do vertedouro, coordenada x de início do arco da bacia ou salto | geometría de la cresta del aliviadero, coordenada x de inicio del arco del tanque o del salto | géométrie de la crête de l'évacuateur de crues , coordonnée x de départ de l'arc du bassin ou du saut
spw_geom_x0d3_c | SPW | _ | GEOM | _ | X0D3 | _ | C |  |  | X | spillway crest geometry, ending x coordinate of the stilling basin or ski jump arc | geometria da crista do vertedouro, coordenada x de fim do arco da bacia ou salto | geometría de la cresta del aliviadero, coordenada x de fin del arco del tanque o del salto | géométrie de la crête de l'évacuateur de crues , coordonnée x d'arrivée de l'arc du bassin ou du saut
spw_geom_x0u1_c | SPW | _ | GEOM | _ | X0U1 | _ | C |  |  | X | spillway crest geometry, starting x coordinate of the upstream ellipse | geometria da crista do vertedouro, coordenada x de início da elipse de montante | geometría de la cresta del aliviadero, coordenada x de inicio de la elipse aguas arriba | géométrie de la crête de l'évacuateur de crues , coordonnée x de départ de l´ellipse en amont
spw_min0_0000_el | SPW | _ | MIN0 | _ | 0000 | _ | EL | m |  | X | terrain minimum elevation along the saddle axis for spillways in reservoirs outside the drainage network | elevação mínima do terreno ao longo do eixo da sela para vertedouros em reservatórios fora de rede de drenagem | elevación mínima del terreno a lo largo de la silla para aliviaderos en embalses fuera de la red de drenaje | cote minimale du terrain le long de l'axe de la selle pour les évacuateurs de crues dans les réservoirs hors réseau de drainage
spw_mxwl_axis_w | SPW | _ | MXWL | _ | AXIS | _ | W | m |  | X | saddle axis length for the maximum reservoir water level for spillways outside the drainage network | comprimento do eixo da sela para o nível máximo de água do reservatório para vertedouros fora da rede de drenagem | longitud del eje de la silla para el nivel máximo de agua del embalse para aliviaderos fuera de la red de drenaje | longueurde l'axe de la selle au niveau d'eau maximal du réservoir pour les évacuateurs de crues en dehors du réseau de drainage
spw_ogee_cran_ct | SPW | _ | OGEE | _ | CRAN | _ | CT | $ |  |  | crane cost of the spillway | custo do equipamento de levantamento do vertedouro | costo del equipo de izamiento del aliviadero | coût de l'équipement de levage de l'évacuateur de crues
spw_ogee_cran_t | SPW | _ | OGEE | _ | CRAN | _ | T | t |  |  | weight of the crane of the spillway | peso do equipamento de levantamento do vertedouro | peso del equipo de izamiento del aliviadero | poids de l'équipement de levage de l'évacuateur de crues
spw_ogee_cter_el | SPW | _ | OGEE | _ | CTER | _ | EL | m |  | X | average elevation of the rock layer along the longitudinal section of the spillway | elevação do média do topo rochoso na seção longitudinal vertedouro | elevación del promedia del tope de roca en la sección longitudinal aliviadero | cote moyenne de la couche rocheuse à la section longitudinale de l'évacuateur de crues
spw_ogee_embp_ct | SPW | _ | OGEE | _ | EMBP | _ | CT | $ |  |  | embedded parts cost of the spillway equipment | custo das peças fixas do equipamento do vertedouro | costo de las piezas fijas del equipo del aliviadero | coût des pièces encastrées de l'équipement de l'évacuateur de crues
spw_ogee_embp_t | SPW | _ | OGEE | _ | EMBP | _ | T | t |  |  | weight of the embedded parts of the spillway equipment | peso das peças fixas do equipamento do vertedouro | peso de las piezas fijas del equipo del aliviadero | poids des pièces encastrées de l'équipement de l'évacuateur de crues
spw_ogee_gate_n | SPW | _ | OGEE | _ | GATE | _ | N |  | Ncp |  | number of spillway gates | quantidade de vãos do vertedouro | cantidad de vanos del aliviadero | quantité de vannes de l'évacuateur de crues
spw_ogee_gate_w | SPW | _ | OGEE | _ | GATE | _ | W | m | Bcp | X | width of the spillway gate | largura de um vão do vertedouro | ancho de un vano del aliviadero | largeur d'une vanne de l'évacuateur de crues
spw_ogee_pilr_n | SPW | _ | OGEE | _ | PILR | _ | N |  |  | X | number of spillway pillars | quantidade de pilares | cantidad de pilares | quantité de piliers
spw_ogee_pilr_th | SPW | _ | OGEE | _ | PILR | _ | TH | m | epl |  | thickness of the spillway pillars | espessura de um pilar | espesor de un pilar | épaisseur d'un pilier
spw_ogee_segm_ct | SPW | _ | OGEE | _ | SEGM | _ | CT | $ |  |  | segment gates cost of the spillway | custo de uma comporta segmento do vertedouro | costo de una compuerta segmento del aliviadero | coût d'une vanne segment de l'évacuateur de crues
spw_ogee_segm_n | SPW | _ | OGEE | _ | SEGM | _ | N |  |  |  | number of segment gates of the spillway | quantidade de comportas segmento do vertedouro | cantidad de compuertas segmento del aliviadero | quantité de vannes segments de l'évacuateur de crues
spw_ogee_segm_t | SPW | _ | OGEE | _ | SEGM | _ | T | t |  |  | weight of the segment gates of the spillway | peso de uma comporta segmento do vertedouro | peso de una compuerta segmento del aliviadero | poids d'une vanne segment de l'évacuateur de crues
spw_ogee_sill_el | SPW | _ | OGEE | _ | SILL | _ | EL | m |  | X | elevation of the spillway ogee | elevação da ogiva do vertedouro | elevación del cimacio del aliviadero | cote du seuil de l'évacuateur de crues
spw_ogee_sill_l | SPW | _ | OGEE | _ | SILL | _ | L | m | Lov |  | length of the spillway ogee | comprimento da ogiva do vertedouro | longitud del cimacio del aliviadero | longueur du seuil de l'évacuateur de crues
spw_ogee_slog_ct | SPW | _ | OGEE | _ | SLOG | _ | CT | $ |  |  | stoplogs cost of the spillway | custo de uma comporta ensecadeira do vertedouro | costo de una compuerta ataguía del aliviadero | coût d'une vanne batardeau de l'évacuateur de crues
spw_ogee_slog_n | SPW | _ | OGEE | _ | SLOG | _ | N |  |  |  | number of stoplogs of the spillway | quantidade de comportas ensecadeira do vertedouro | cantidad de compuertas ataguía del aliviadero | quantité de vannes batardeaux de l'évacuateur de crues
spw_ogee_slog_t | SPW | _ | OGEE | _ | SLOG | _ | T | t |  |  | weight of the stoplogs of the spillway | peso de uma comporta ensecadeira do vertedouro | peso de una compuerta ataguía del aliviadero | poids d'une vanne batardeau de l'évacuateur de crues
spw_ogee_slui_l | SPW | _ | OGEE | _ | SLUI | _ | L | m |  |  | length of the spillway ogee over the sluiceways | comprimento da ogiva do vertedouro na parte com adufas | longitud del cimacio del aliviadero en la parte de las galerías | longueur du seuil de l'évacuateur de crues au niveau des pertuis de dérivation
spw_rest_regc_m3 | SPW | _ | REST | _ | REGC | _ | M3 | m³ |  |  | dental concrete volume for the regularization of the spillway restitution channel | volume do concreto de regularização do canal de restituição do vertedouro | volumen de concreto de regularización del canal de restitución del aliviadero | volume de béton de propreté du canal de restitution de l'évacuateur de crues
spw_rest_rkex_m3 | SPW | _ | REST | _ | RKEX | _ | M3 | m³ |  |  | surface rock excavation volume of the spillway restitution channel | volume de escavação em rocha do canal de restituição do vertedouro | volumen de excavación en roca del canal de restitución del aliviadero | volume d'excavation en rocher du canal de restitution de l'évacuateur de crues
spw_rest_slex_m3 | SPW | _ | REST | _ | SLEX | _ | M3 | m³ |  |  | common excavation volume of the spillway restitution channel | volume de escavação comum do canal de restituição do vertedouro | volumen de excavación común del canal de restitución del aliviadero | volume d'excavation en terrain meuble du canal de restitution de l'évacuateur de crues
spw_slui_slog_ct | SPW | _ | SLUI | _ | SLOG | _ | CT | $ |  |  | downstream stoplogs cost of the sluiceway | custo de uma comporta ensecadeira a jusante das adufas de desvio | costo de una compuerta ataguía aguas abajo de las galerías de desvío en el aliviadero | coût d'une vanne batardeau en aval des pertuis de dérivation
spw_slui_slog_n | SPW | _ | SLUI | _ | SLOG | _ | N |  |  |  | number of downstream stoplogs of the sluiceway | quantidade de comportas ensecadeiras a jusante das adufas de desvio | cantidad de compuertas ataguías aguas abajo de las galerías de desvío en el aliviadero | quantité de vannes batardeaux en aval des pertuis de dérivation
spw_slui_slog_t | SPW | _ | SLUI | _ | SLOG | _ | T | t |  |  | weight of the downstream stoplogs of the sluiceway | peso de uma comporta ensecadeira a jusante das adufas de desvio | peso de una compuerta ataguía aguas abajo de las galerías de desvío en el aliviadero | poids d'une vanne batardeau en aval des pertuis de dérivation
spw_strc_dfld_q | SPW | _ | STRC | _ | DFLD | _ | Q | m³/s |  | X | design flood for the spillway dimensioning | vazão de projeto para dimensionamento do vertedouro | caudal de diseño para dimensionar el aliviadero | débit de projet pour le dimensionnement de l'évacuateur de crues
spw_strc_totl_l | SPW | _ | STRC | _ | TOTL | _ | L | m | Lvt | X | total length of the spillway | comprimento total do vertedouro | longitud total del aliviadero | longueur totale de l'évacuateur de crues
spw_strc_totl_w | SPW | _ | STRC | _ | TOTL | _ | W | m | Bvt | X | total width of the spillway | largura total do vertedouro | ancho total del aliviadero | largeur totale de l'évacuateur de crues
spw_totl_conc_m3 | SPW | _ | TOTL | _ | CONC | _ | M3 | m³ |  |  | structural concrete volume of the spillway | volume de concreto estrutural do vertedouro de superfície | volumen de hormigón reforzado del aliviadero de superficie | volume de béton structurel de l'évacuateur de crues de surface
spw_totl_rkex_m3 | SPW | _ | TOTL | _ | RKEX | _ | M3 | m³ |  |  | surface rock excavation volume of the spillway | volume de escavação em rocha do vertedouro de superfície | volumen de excavación en roca del aliviadero de superficie | volume d'excavation en rocher de l'évacuateur de crues de surface
spw_totl_slex_m3 | SPW | _ | TOTL | _ | SLEX | _ | M3 | m³ |  |  | common excavation volume of the spillway | volume de escavação comum do vertedouro de superfície | volumen de excavación común del aliviadero de superficie | volume d'excavation en terrain meuble de l'évacuateur de crues de surface
spw_totl_trtm_m2 | SPW | _ | TOTL | _ | TRTM | _ | M2 | m² |  |  | foundation cleaning and treatment area of the spillway | área de limpeza e tratamento de fundação do vertedouro de superfície | área de limpieza y tratamiento de fundación del aliviadero de superficie | zone de préparation et traitement des fondations de l'évacuateur de crues de surface
spw_type_0000_x | SPW | _ | TYPE | _ | 0000 | _ | X |  |  | X | identification for the spillway type | identificação do tipo do vertedouro | identificación del tipo de aliviadero | identification du type d'évacuateur de crues

## hera
CODE | [9 empty] | UN | WSHEETS | HERA | MEANING
[13 empty] | ENGLISH | PORTUGUÊS | ESPAÑOL | FRANÇAIS
hera_dam_conc_rkex_m3 | HERA | _ | DAM | _ | CONC | _ | RKEX | _ | M3 | m³ |  | X | surface rock excavation volume of the concrete dam | volume de escavação em rocha da barragem de concreto | volumen de excavación en roca de la presa de hormigón | volume d'excavation en rocher du barrage en béton
hera_dam_conc_slex_m3 | HERA | _ | DAM | _ | CONC | _ | SLEX | _ | M3 | m³ |  | X | common excavation volume of the concrete dam | volume de escavação comum da barragem de concreto | volumen de excavación común de la presa de hormigón | volume d'excavation en terrain meuble du barrage en béton
hera_dam_conc_totl_m3 | HERA | _ | DAM | _ | CONC | _ | TOTL | _ | M3 | m³ | N | X | total volume of the concrete dam | volume total da barragem de concreto | volumen total de la presa de hormigón | volume total du barrage en béton
hera_dam_conc_trtm_m2 | HERA | _ | DAM | _ | CONC | _ | TRTM | _ | M2 | m² |  | X | foundation cleaning and treatment area of the concrete dam | área de limpeza e tratamento de fundação da barragem de concreto | área de limpieza y tratamiento de fundación de la presa de hormigón | aire de préparation et de traitement des fondations du barrage en béton
hera_dam_conc_vtpj_m2 | HERA | _ | DAM | _ | CONC | _ | VTPJ | _ | M2 | m² | N | X | area of ​​the vertical concrete dam projection | área da projeção vertical da barragem de concreto | área de la proyección vertical de la presa de hormigón | zone de projection verticale du barrage en béton
hera_dam_eart_rrpj_m2 | HERA | _ | DAM | _ | EART | _ | RRPJ | _ | M2 | m² |  | X | area of ​​the vertical projection of the earthfill dam rip-rap | área da projeção vertical do rip-rap da barragem de terra | área de la proyección vertical del rip-rap de la presa de tierra | zone de projection verticale du riprap du barrage en terre
hera_dam_eart_slex_m3 | HERA | _ | DAM | _ | EART | _ | SLEX | _ | M3 | m³ |  | X | common excavation volume of an earthfill dam | volume de escavação comum da barragem de terra | volumen de excavación común de la presa de tierra | volume d'excavation en terrain meuble du barrage en terre
hera_dam_eart_totl_m3 | HERA | _ | DAM | _ | EART | _ | TOTL | _ | M3 | m³ | N | X | total volume of the earthfill dam | volume total da barragem de terra | volumen total de la presa de tierra | volume total du barrage en terre
hera_dam_eart_trtm_m2 | HERA | _ | DAM | _ | EART | _ | TRTM | _ | M2 | m² |  | X | foundation cleaning and treatment area of an earthfill dam | área de limpeza e tratamento de fundação da barragem de terra | área de limpieza y tratamiento de fundación de la presa de tierra | zone de préparation et de traitement des fondations du barrage en terre
hera_dam_eart_vfpj_m2 | HERA | _ | DAM | _ | EART | _ | VFPJ | _ | M2 | m² |  | X | area of ​​the vertical filter projection of the earthfill dam | área da projeção do filtro vertical da barragem de terra | área de la proyección del filtro vertical de la presa de tierra | zone de projection du filtre vertical du barrage en terre
hera_dam_eart_vtpj_m2 | HERA | _ | DAM | _ | EART | _ | VTPJ | _ | M2 | m² | N | X | area of ​​the vertical earthfill dam projection | área da projeção vertical da barragem de terra | área de la proyección vertical de la presa de tierra | zone de projection verticale du barrage en terre
hera_dam_mxwl_axis_w | HERA | _ | DAM | _ | MXWL | _ | AXIS | _ | W | m |  | X | sum of all the axis lengths of the concrete dykes for the maximum reservoir water level | soma das extensões do eixos dos diques de concreto no NA normal | suma de las longitudes del eje de los diques de hormigón en el nivel de agua normal del embalse | somme des longueurs de l'axe du barrage en béton au niveau normal du réservoir
hera_dam_rock_clay_m3 | HERA | _ | DAM | _ | ROCK | _ | CLAY | _ | M3 | m³ |  | X | clay core volume of the rockfill dam | volume do núcleo de argila da barragem de enrocamento | volumen del núcleo de arcilla de la presa de enrocado | volume du noyau d'argile du barrage en enrochement
hera_dam_rock_slex_m3 | HERA | _ | DAM | _ | ROCK | _ | SLEX | _ | M3 | m³ |  | X | common excavation volume of a rockfill dam | volume de escavação comum da barragem de enrocamento | volumen de excavación común de la presa de enrocado | volume d'excavation en terrain meuble du barrage en enrochement
hera_dam_rock_totl_m3 | HERA | _ | DAM | _ | ROCK | _ | TOTL | _ | M3 | m³ | N | X | total volume of the rockfill dam | volume total da barragem de enrocamento | volumen total de la presa de enrocado | volume total du barrage en enrochement
hera_dam_rock_tran_m3 | HERA | _ | DAM | _ | ROCK | _ | TRAN | _ | M3 | m³ |  | X | transitions volumes of a rockfill dam | volume de transições da barragem de enrocamento | volumen de transiciones de la presa de enrocado | volume des transitions du barrage en enrochement
hera_dam_rock_trtm_m2 | HERA | _ | DAM | _ | ROCK | _ | TRTM | _ | M2 | m² |  | X | foundation cleaning and treatment area of a rockfill dam | área de limpeza e tratamento de fundação da barragem de enrocamento | área de limpieza y tratamiento de fundación de la presa de enrocado | zone de préparation et de traitement des fondations du barrage en enrochement
hera_dam_rock_vtpj_m2 | HERA | _ | DAM | _ | ROCK | _ | VTPJ | _ | M2 | m² | N | X | area of ​​the vertical rockfill dam projection | área da projeção vertical da barragem de enrocamento | área de la proyección vertical de la presa de enrocado | zone de projection verticale du barrage en enrochement
hera_dam_trwl_conc_m3 | HERA | _ | DAM | _ | TRWL | _ | CONC | _ | M3 | m³ |  | X | structural concrete volume of the transition walls | volume de concreto estrutural dos muros de transição de concreto | volumen de hormigón reforzado de los muros de transición de hormigón | volume en béton structurel des murs de transition en béton
hera_dam_trwl_rkex_m3 | HERA | _ | DAM | _ | TRWL | _ | RKEX | _ | M3 | m³ |  | X | surface rock excavation volume of the transition walls | volume de escavação em rocha dos muros de transição de concreto | volumen de excavación en roca de los muros de transición de hormigón | volume d'excavation en rocher des murs de transition en béton
hera_dam_trwl_slex_m3 | HERA | _ | DAM | _ | TRWL | _ | SLEX | _ | M3 | m³ |  | X | common excavation volume of the transition walls | volume de escavação comum dos muros de transição de concreto | volumen de excavación común de los muros de transición de hormigón | volume d'excavation en terrain meuble des murs de transition en béton
hera_dam_trwl_trtm_m2 | HERA | _ | DAM | _ | TRWL | _ | TRTM | _ | M2 | m² |  | X | foundation cleaning and treatment area of the transition walls | área de limpeza e tratamento de fundação dos muros de transição de concreto | área de limpieza y tratamiento de fundación de los muros de transición de hormigón | zone de préparation et de traitement des fondations des murs de transition en béton
hera_div_cfd1_fill_m3 | HERA | _ | DIV | _ | CFD1 | _ | FILL | _ | M3 | m³ |  | X | total volume of the first phase cofferdam | volume total de aterro da ensecadeira de 1a fase | volumen total de relleno de la ataguía de 1a fase | volume total en remblai du batardeau de 1ère phase
hera_div_cfd2_fill_m3 | HERA | _ | DIV | _ | CFD2 | _ | FILL | _ | M3 | m³ |  | X | total volume of the second phase cofferdam | volume total de aterro das ensecadeiras de 2a fase | volumen total de relleno de las ataguías de 2a fase | volume total en remblai des batardeaux de 2ème phase
hera_div_chan_regc_m3 | HERA | _ | DIV | _ | CHAN | _ | REGC | _ | M3 | m² |  | X | dental concrete volume for the regularization of the diversion channels | volume do concreto de regularização do canal de desvio | volumen de concreto de regularización del canal de desvío | volume de béton de propreté du canal de dérivation
hera_div_chan_rkex_m3 | HERA | _ | DIV | _ | CHAN | _ | RKEX | _ | M3 | m³ |  | X | surface rock excavation volume of the diversion channels | volume de escavação em rocha dos canais de desvio | volumen de excavación en roca de los canales de desvío | volume d'excavation en rocher des canaux de dérivation
hera_div_chan_slex_m3 | HERA | _ | DIV | _ | CHAN | _ | SLEX | _ | M3 | m³ |  | X | common excavation volume of the diversion channels | volume de escavação comum dos canais de desvio | volumen de excavación común de los canales de desvío | volume d'excavation en terrain meuble des canaux de dérivation
hera_div_gall_cter_el | HERA | _ | DIV | _ | GALL | _ | CTER | _ | EL | m |  | X | mean terrain elevation around the gallery | elevação média do terreno ao redor da galeria de desvio | elevación promedia del terreno alrededor de la galería de desvío | altitude moyenne du terrain autour de la galerie de dérivation
hera_dyk_conc_rkex_m3 | HERA | _ | DYK | _ | CONC | _ | RKEX | _ | M3 | m³ |  | X | sum of all the surface rock excavation volumes of the concrete dyke | soma dos volumes de escavação em rocha dos diques de concreto | suma de los volúmenes de excavación en roca de los diques de hormigón | somme des volumes d'excavation en rocher des digues en béton
hera_dyk_conc_slex_m3 | HERA | _ | DYK | _ | CONC | _ | SLEX | _ | M3 | m³ |  | X | sum of all the common excavation volumes of the concrete dyke | soma dos volumes de escavação comum dos diques de concreto | suma de los volúmenes de excavación común de los diques de hormigón | somme des volumes d'excavation en terrain meuble des digues en béton
hera_dyk_conc_totl_m3 | HERA | _ | DYK | _ | CONC | _ | TOTL | _ | M3 | m³ |  | X | sum of all the total volumes of the concrete dyke | soma dos volumes totais dos diques de concreto | suma de los volúmenes totales de los diques de hormigón | somme des volumes totaux des digues en béton
hera_dyk_conc_trtm_m2 | HERA | _ | DYK | _ | CONC | _ | TRTM | _ | M2 | m² |  | X | sum of all the foundation cleaning and treatment areas of the concrete dyke | soma das áreas de limpeza e tratamento de fundação dos diques de concreto | suma de las áreas de limpieza y tratamiento de fundación de los diques de hormigón | somme des zones de préparation et de traitement des fondations des digues en béton
hera_dyk_conc_vtpj_m2 | HERA | _ | DYK | _ | CONC | _ | VTPJ | _ | M2 | m² |  | X | sum of all the areas of the vertical projection of the concrete dykes | soma das áreas da projeção vertical dos diques de concreto | suma de las áreas de la proyección vertical de los diques de hormigón | somme des zones de projection verticale des digues en béton
hera_dyk_crst_0000_l | HERA | _ | DYK | _ | CRST | _ | 0000 | _ | L | m |  | X | dyke crest width (maximum value of all dykes) | largura da crista do dique (valor máximo de todos os diques) | ancho de la cresta del dique (valor máximo de todos los diques) | largeur de la crête du digue (valeur maximale de toutes les digues)
hera_dyk_eart_dwst_i | HERA | _ | DYK | _ | EART | _ | DWST | _ | I |  |  | X | downstream slope of the earthfill dyke (maximum value of all dykes) | talude de jusante do dique de terra (valor máximo de todos os diques) | talud aguas abajo del dique de tierra (valor máximo de todos los diques) | fruit aval du digue en terre (valeur maximale de toutes les digues)
hera_dyk_eart_rrpj_m2 | HERA | _ | DYK | _ | EART | _ | RRPJ | _ | M2 | m² |  | X | sum of all the areas of the vertical projection of the earthfill dyke rip-rap | soma das áreas da projeção vertical do rip-rap dos diques de terra | suma de las áreas de la proyección vertical del rip-rap de los diques de tierra | somme des zones de projection verticale du riprap des digues en terre
hera_dyk_eart_slex_m3 | HERA | _ | DYK | _ | EART | _ | SLEX | _ | M3 | m³ |  | X | sum of all the common excavation volumes of an earthfill dyke | soma dos volumes de escavação comum dos diques de terra | suma de los volúmenes de excavación común de los diques de tierra | somme des volumes d'excavation en terrain meuble des digues en terre
hera_dyk_eart_totl_m3 | HERA | _ | DYK | _ | EART | _ | TOTL | _ | M3 | m³ |  | X | sum of all the volumes of the earthfill dykes | soma dos volumes totais dos diques de terra | suma de los volúmenes totales de los diques de tierra | somme des volumes totaux des digues en terre
hera_dyk_eart_trtm_m2 | HERA | _ | DYK | _ | EART | _ | TRTM | _ | M2 | m² |  | X | sum of all the foundation cleaning and treatment areas of an earthfill dyke | soma das áreas de limpeza e tratamento de fundação dos diques de terra | suma de las áreas de limpieza y tratamiento de fundación de los diques de tierra | somme des zones de préparation et de traitement des fondations des digues en terre
hera_dyk_eart_upst_i | HERA | _ | DYK | _ | EART | _ | UPST | _ | I |  |  | X | upstream slope of the earthfill dyke (maximum value of all dykes) | talude de montante do dique de terra (valor máximo de todos os diques) | talud aguas arriba del dique de tierra (valor máximo de todos los diques) | fruit amont du digue en terre (valeur maximale de toutes les digues)
hera_dyk_eart_vfpj_m2 | HERA | _ | DYK | _ | EART | _ | VFPJ | _ | M2 | m² |  | X | sum of all the areas of ​​the vertical filter projection of the earthfill dyke | soma das áreas da projeção do filtro vertical dos diques de terra | suma de las áreas de la proyección del filtro vertical de los diques de tierra | somme des zones de projection du filtre vertical des digues en terre
hera_dyk_eart_vtpj_m2 | HERA | _ | DYK | _ | EART | _ | VTPJ | _ | M2 | m² |  | X | sum of all the areas of the vertical projection of the earthfill dykes | soma das áreas da projeção vertical dos diques de terra | suma de las áreas de la proyección vertical de los diques de tierra | somme des zones de projection verticale des digues en terre
hera_dyk_rock_clay_m3 | HERA | _ | DYK | _ | ROCK | _ | CLAY | _ | M3 | m³ |  | X | sum of all the clay core volumes of the rockfill dyke | soma dos volumes do núcleo de argila da barragem de enrocamento | suma de los volúmenes del núcleo de arcilla de los diques de enrocado | somme des volumes du noyau d'argile des digues en enrochement
hera_dyk_rock_slex_m3 | HERA | _ | DYK | _ | ROCK | _ | SLEX | _ | M3 | m³ |  | X | sum of all the common excavation volumes of the rockfill dyke | soma dos volumes de escavação comum dos diques de enrocamento | suma de los volúmenes de excavación común de los diques de enrocado | somme des volumes d'excavation en terrain meuble des digues en enrochement
hera_dyk_rock_totl_m3 | HERA | _ | DYK | _ | ROCK | _ | TOTL | _ | M3 | m³ |  | X | sum of all the total volumes of the rockfill dyke | soma dos volumes totais dos diques de enrocamento | suma de los volúmenes totales de los diques de enrocado | somme des volumes totaux des digues en enrochement
hera_dyk_rock_tran_m3 | HERA | _ | DYK | _ | ROCK | _ | TRAN | _ | M3 | m³ |  | X | sum of all the transitions volumes of a rockfill dyke | soma dos volumes de transições dos diques de enrocamento | suma de los volúmenes de transiciones de los diques de enrocado | somme des volumes des transitions des digues en enrochement
hera_dyk_rock_trtm_m2 | HERA | _ | DYK | _ | ROCK | _ | TRTM | _ | M2 | m² |  | X | sum of all the foundation cleaning and treatment areas of the rockfill dyke | soma das áreas de limpeza e tratamento de fundação dos diques de enrocamento | suma de las áreas de limpieza y tratamiento de fundación de los diques de enrocado | somme des zones de préparation et de traitement des fondations des digues en enrochement
hera_dyk_rock_vtpj_m2 | HERA | _ | DYK | _ | ROCK | _ | VTPJ | _ | M2 | m² |  | X | sum of all the areas of the vertical projection of the rockfill dykes | soma das áreas da projeção vertical dos diques de enrocamento | suma de las áreas de la proyección vertical de los diques de enrocado | somme des zones de projection verticale des digues en enrochement
hera_dyk_trwl_conc_m3 | HERA | _ | DYK | _ | TRWL | _ | CONC | _ | M3 | m³ |  | X | sum of all the total concrete volumes of the transition walls in dykes | soma dos volumes totais dos muros de transição de concreto em diques | suma de los volúmenes totales de los muros de transición de hormigón en diques | somme des volumes totaux des murs de transition en béton en digues
hera_dyk_trwl_trtm_m2 | HERA | _ | DYK | _ | TRWL | _ | TRTM | _ | M2 | m² |  | X | sum of all the foundation cleaning and treatment areas of the transition walls in dykes | soma das áreas de limpeza e tratamento dos muros de transição de concreto em diques | suma de las áreas de limpieza y tratamiento de los muros de transición de hormigón en diques | somme des zones de préparation et de traitement des murs de transition en béton en digues
hera_env_popl_rurl_n | HERA | _ | ENV | _ | POPL | _ | RURL | _ | N |  |  | X | number of families or inhabitants affected by the reservoir in rural areas | quantidade de famílias ou de habitantes atingidos pelo reservatório em zona rural | cantidad de familias o de habitantes afectados por el embalse en zona rural | nombre de familles ou d'habitants touchés par le réservoir dans la zone rurale
hera_env_popl_urbn_n | HERA | _ | ENV | _ | POPL | _ | URBN | _ | N |  |  | X | number of families or inhabitants affected by the reservoir in urban areas | quantidade de famílias ou de habitantes atingidos pelo reservatório em zona urbana | cantidad de familias o de habitantes afectados por el embalse en zona urbana | nombre de familles ou d'habitants touchés par le réservoir dans la zone urbaine
hera_env_relc_brdg_l | HERA | _ | ENV | _ | RELC | _ | BRDG | _ | L | m |  | X | length of bridges to be relocated | extensão das pontes a serem relocadas | longitud de los puentes a ser reubicados | longueur des ponts à relocaliser
hera_env_relc_rail_l | HERA | _ | ENV | _ | RELC | _ | RAIL | _ | L | km |  | X | length of railways to be relocated | extensão das ferrovias a serem relocadas | longitud de las ferrocarriles a ser reubicados | longueur des chemin de fer à relocaliser
hera_env_relc_road_l | HERA | _ | ENV | _ | RELC | _ | ROAD | _ | L | km |  | X | length of roads to be relocated | extensão das estradas a serem relocadas | longitud de las carreteras a ser reubicadas | longueur des routes à relocaliser
hera_env_relc_tlin_l | HERA | _ | ENV | _ | RELC | _ | TLIN | _ | L | km |  | X | length of transmission lines to be relocated | extensão das linhas de transmissão a serem relocadas | longitud de las líneas de transmisión a ser reubicadas | longueur de lignes de transmission à relocaliser
hera_env_res0_clea_a | HERA | _ | ENV | _ | RES0 | _ | CLEA | _ | A | ha |  | X | reservoir cleaning area | área de limpeza do reservatório | área de limpieza del embalse | zone de nettoyage du réservoir
hera_env_res0_ppa0_a | HERA | _ | ENV | _ | RES0 | _ | PPA0 | _ | A | ha |  | X | permanent preservation areas | área de preservação permanente | área de preservación permanente | zone de conservation permanente
hera_env_res0_rurl_a | HERA | _ | ENV | _ | RES0 | _ | RURL | _ | A | ha |  | X | rural properties affected by the reservoir | propriedades rurais afetadas pelo reservatório | propiedades rurales afectadas por el embalse | propriétés rurales affectées par le réservoir
hera_env_res0_urbn_a | HERA | _ | ENV | _ | RES0 | _ | URBN | _ | A | ha |  | X | urban properties affected by the reservoir | propriedades urbanas afetadas pelo reservatório | propiedades urbanas afectadas por el embalse | propriétés urbaines affectées par le réservoir
hera_hsy_chan_regc_m3 | HERA | _ | HSY | _ | CHAN | _ | REGC | _ | M3 | m³ |  | X | dental concrete volume for the regularization of headrace channel | volume do concreto de regularização do canal de adução | volumen de concreto de regularización del canal de aducción | volume de béton de propreté du canal d'amenée
hera_hsy_chan_rkex_m3 | HERA | _ | HSY | _ | CHAN | _ | RKEX | _ | M3 | m³ |  | X | surface rock excavation volume of the headrace channel | volume de escavação em rocha do canal de adução | volumen de excavación en roca del canal de aducción | volume d'excavation en rocher du canal d’amenée
hera_hsy_chan_slex_m3 | HERA | _ | HSY | _ | CHAN | _ | SLEX | _ | M3 | m³ |  | X | common excavation volume of the headrace channel | volume de escavação comum do canal de adução | volumen de excavación común del canal de aducción | volume d'excavation en terrain meuble du canal d’amenée
hera_hsy_fbay_addc_m3 | HERA | _ | HSY | _ | FBAY | _ | ADDC | _ | M3 | m³ |  | X | additional concrete volume in the foundation of the forebay | volume de concreto adicional na fundação dos câmara de carga | volumen de concreto adicional en la fundación en los bloques de la cámara de carga | volume de béton supplémentaire dans la fondation de la chambre d'eau
hera_hsy_inch_regc_m3 | HERA | _ | HSY | _ | INCH | _ | REGC | _ | M3 | m³ |  | X | dental concrete volume for the regularization of the intake channel | volume do concreto de regularização do canal da tomada | volumen de concreto de regularización del canal de la toma de agua | volume de béton de propreté du canal de la prise d'eau
hera_hsy_inch_rkex_m3 | HERA | _ | HSY | _ | INCH | _ | RKEX | _ | M3 | m³ |  | X | surface rock excavation volume of the intake channel | volume de escavação em rocha do canal da tomada d'água | volumen de excavación en roca del canal de la toma de agua | volume d'excavation en rocher du canal de la prise d'eau
hera_hsy_inch_slex_m3 | HERA | _ | HSY | _ | INCH | _ | SLEX | _ | M3 | m³ |  | X | common excavation volume of the intake channel | volume de escavação comum do canal da tomada d'água | volumen de excavación común del canal de la toma de agua | volume d'excavation en terrain meuble du canal de la prise d'eau
hera_hsy_inpp_addc_m3 | HERA | _ | HSY | _ | INPP | _ | ADDC | _ | M3 | m³ |  |  | additional concrete volume in the foundation of the pumping intake | volume de concreto adicional na fundação da tomada de bombeamento | volumen de concreto adicional en la fundación de la toma de bombeo | volume de béton supplémentaire dans la fondation de la prise d'eau de pompage
hera_hsy_inpp_rkex_m3 | HERA | _ | HSY | _ | INPP | _ | RKEX | _ | M3 | m³ |  |  | surface rock excavation volume of the pumping intake | volume de escavação em rocha da tomada de bombeamento | volumen de excavación en roca de la toma de bombeo | volume d'excavation en rocher de la prise d'eau de pompage
hera_hsy_inpp_slex_m3 | HERA | _ | HSY | _ | INPP | _ | SLEX | _ | M3 | m³ |  |  | common excavation volume of the pumping intake | volume de escavação comum da tomada de bombeamento | volumen de excavación común de la toma de bombeo | volume d'excavation en terrain meuble de la prise d'eau de pompage
hera_hsy_inpp_trtm_m2 | HERA | _ | HSY | _ | INPP | _ | TRTM | _ | M2 | m² |  |  | foundation cleaning and treatment area of the pumping intake | área de limpeza e tratamento de fundação da tomada de bombeamento | área de limpieza y tratamiento de fundación de la toma de bombeo | zone de préparation et de traitement des fondations de la prise d'eau de pompage
hera_hsy_intk_addc_m3 | HERA | _ | HSY | _ | INTK | _ | ADDC | _ | M3 | m³ |  | X | additional concrete volume in the foundation of the intake | volume de concreto adicional na fundação da tomada d'água | volumen de concreto adicional en la fundación de la toma de agua | volume de béton supplémentaire dans la fondation de la prise d'eau
hera_hsy_intk_rkex_m3 | HERA | _ | HSY | _ | INTK | _ | RKEX | _ | M3 | m³ |  | X | surface rock excavation volume of the intake | volume de escavação em rocha da tomada d'água | volumen de excavación en roca de la toma de agua | volume d'excavation en rocher de la prise d'eau
hera_hsy_intk_slex_m3 | HERA | _ | HSY | _ | INTK | _ | SLEX | _ | M3 | m³ |  | X | common excavation volume of the intake | volume de escavação comum da tomada d'água | volumen de excavación común de la toma de agua | volume d'excavation en terrain meuble de la prise d'eau
hera_hsy_intk_trtm_m2 | HERA | _ | HSY | _ | INTK | _ | TRTM | _ | M2 | m² |  | X | foundation cleaning and treatment area of the intake | área de limpeza e tratamento de fundação da tomada d'água | área de limpieza y tratamiento de fundación de la toma de agua | zone de préparation et de traitement des fondations de la prise d'eau
hera_hsy_pstk_addc_m3 | HERA | _ | HSY | _ | PSTK | _ | ADDC | _ | M3 | m³ | N | X | additional concrete volume in the foundation of the penstock blocks | volume de concreto adicional na fundação dos blocos do conduto | volumen de concreto adicional en la fundación en los bloques de la tubería | volume de béton supplémentaire dans la fondation des blocs d'ancrage de la conduite
hera_hsy_pstk_rkex_m3 | HERA | _ | HSY | _ | PSTK | _ | RKEX | _ | M3 | m³ |  | X | surface rock excavation volume of the penstock | volume de escavação em rocha do conduto forçado | volumen de excavación en roca de la tubería forzada | volume d'excavation en rocher de la conduite forcée
hera_hsy_pstk_slex_m3 | HERA | _ | HSY | _ | PSTK | _ | SLEX | _ | M3 | m³ |  | X | common excavation volume of the penstock | volume de escavação comum do conduto forçado | volumen de excavación común de la tubería forzada | volume d'excavation en terrain meuble de la conduite forcée
hera_hsy_stnk_cter_el | HERA | _ | HSY | _ | STNK | _ | CTER | _ | EL | m |  | X | terrain maximum elevation to define the location of the surge tank | elevação máxima do terreno para posicionar a chaminé | elevación máxima del terreno para ubicar la chimenea | altitude maximale du terrain pour positionner la cheminée d’équilibre
hera_hsy_trce_regc_m3 | HERA | _ | HSY | _ | TRCE | _ | REGC | _ | M3 | m³ |  | X | dental concrete volume for the regularization of the tailrace | volume do concreto de regularização do canal de fuga | volumen de concreto de regularización del canal de descarga | volume de béton de propreté du canal de fuite
hera_hsy_trce_rkex_m3 | HERA | _ | HSY | _ | TRCE | _ | RKEX | _ | M3 | m³ |  | X | surface rock excavation volume of the tailrace | volume de escavação em rocha do canal de fuga | volumen de excavación en roca del canal de descarga | volume d'excavation en rocher du canal de fuite
hera_hsy_trce_slex_m3 | HERA | _ | HSY | _ | TRCE | _ | SLEX | _ | M3 | m³ |  | X | common excavation volume of the tailrace | volume de escavação comum da canal de fuga | volumen de excavación común del canal de descarga | volume d'excavation en terrain meuble du canal de fuite
hera_pwh_aa00_addc_m3 | HERA | _ | PWH | _ | AA00 | _ | ADDC | _ | M3 | m³ | N | X | additional concrete volume in the foundation of the assembly area | volume de concreto adicional na fundação da área de montagem | volumen de concreto adicional en la fundación del área de montaje | volume de béton supplémentaire dans la fondation de la zone de montage
hera_pwh_aa00_rkex_m3 | HERA | _ | PWH | _ | AA00 | _ | RKEX | _ | M3 | m³ | N | X | surface rock excavation volume of the assembly area | volume de escavação em rocha da área de montagem | volumen de excavación en roca del área de montaje | volume d'excavation en rocher de la zone de montage
hera_pwh_aa00_slex_m3 | HERA | _ | PWH | _ | AA00 | _ | SLEX | _ | M3 | m³ | N | X | common excavation volume of the assembly area | volume de escavação comum da área de montagem | volumen de excavación común del área de montaje | volume d'excavation en terrain meuble de la zone de montage
hera_pwh_aa00_trtm_m2 | HERA | _ | PWH | _ | AA00 | _ | TRTM | _ | M2 | m² | N | X | foundation cleaning and treatment area of the assembly area | área de limpeza e tratamento de fundação da área de montagem | área de limpieza y tratamiento de fundación del área de montaje | zone de préparation et de traitement des fondations de la zone de montage
hera_pwh_blck_addc_m3 | HERA | _ | PWH | _ | BLCK | _ | ADDC | _ | M3 | m³ | N | X | additional concrete volume in the foundation of the powerhouse blocks | volume de concreto adicional na fundação da casa de força | volumen de concreto adicional en la fundación de la casa de máquinas | volume de béton supplémentaire dans la fondation de la salle des machines
hera_pwh_blck_rkex_m3 | HERA | _ | PWH | _ | BLCK | _ | RKEX | _ | M3 | m³ | N | X | surface rock excavation volume of the powerhouse blocks | volume de escavação em rocha dos blocos da casa de força | volumen de excavación en roca de las unidades de la casa de máquinas | volume d'excavation en rocher de l'unité de la salle des machines
hera_pwh_blck_slex_m3 | HERA | _ | PWH | _ | BLCK | _ | SLEX | _ | M3 | m³ | N | X | common excavation volume of the powerhouse blocks | volume de escavação comum dos blocos da casa de força | volumen de excavación común de las unidades de la casa de máquinas | volume d'excavation en terrain meuble de l'unité de la salle des machines
hera_pwh_blck_trtm_m2 | HERA | _ | PWH | _ | BLCK | _ | TRTM | _ | M2 | m² | N | X | foundation cleaning and treatment area of the powerhouse blocks | área de limpeza e tratamento de fundação dos blocos da casa de força | área de limpieza y tratamiento de fundación de las unidades de la casa de máquinas | zone de préparation et de traitement des fondations de l'unité de la salle des machines
hera_res_topo_hzpj_m2 | HERA | _ | RES | _ | TOPO | _ | HZPJ | _ | M2 | m² |  | X | horizontal projection area of a reservoir topography in PSH projects | projeção horizontal da área da topografia de um reservatório em projetos de UHR | proyección horizontal del área de la topografía de un embalse en proyectos de CHR | projection horizontale de la zone topographique d'un réservoir dans les projets de CPT
hera_spw_appr_regc_m3 | HERA | _ | SPW | _ | APPR | _ | REGC | _ | M3 | m³ |  | X | dental concrete volume for the regularization of the spillway approach channel | volume do concreto de regularização do canal de aproximação do vertedouro | volumen de concreto de regularización del canal de aproximación del aliviadero | volume de béton de propreté du canal d'approche de l'évacuateur de crues
hera_spw_appr_rkex_m3 | HERA | _ | SPW | _ | APPR | _ | RKEX | _ | M3 | m³ |  | X | surface rock excavation volume of the spillway approach channel | volume de escavação em rocha do canal de aproximação do vertedouro | volumen de excavación en roca del canal de aproximación del aliviadero | volume d'excavation en rocher du canal d'approche de l'évacuateur de crues
hera_spw_appr_slex_m3 | HERA | _ | SPW | _ | APPR | _ | SLEX | _ | M3 | m³ |  | X | common excavation volume of the spillway approach channel | volume de escavação comum do canal de aproximação do vertedouro | volumen de excavación común del canal de aproximación del aliviadero | volume d'excavation en terrain meuble du canal d'approche de l'évacuateur de crues
hera_spw_ogee_rkex_m3 | HERA | _ | SPW | _ | OGEE | _ | RKEX | _ | M3 | m³ |  | X | surface rock excavation volume of the spillway ogee | volume de escavação em rocha da ogiva do vertedouro de superfície | volumen de excavación en roca del cimacio del aliviadero de superficie | volume d'excavation en rocher du seuil de l'évacuateur de crues de surface
hera_spw_ogee_slex_m3 | HERA | _ | SPW | _ | OGEE | _ | SLEX | _ | M3 | m³ |  | X | common excavation volume of the spillway ogee | volume de escavação comum da ogiva do vertedouro de superfície | volumen de excavación común del cimacio del aliviadero de superficie | volume d'excavation en terrain meuble du seuil de l'évacuateur de crues de surface
hera_spw_rest_regc_m3 | HERA | _ | SPW | _ | REST | _ | REGC | _ | M3 | m³ |  | X | dental concrete volume for the regularization of the spillway restitution channel | volume do concreto de regularização do canal de restituição do vertedouro | volumen de concreto de regularización del canal de restitución del aliviadero | volume de béton de propreté du canal de restitution de l'évacuateur de crues
hera_spw_rest_rkex_m3 | HERA | _ | SPW | _ | REST | _ | RKEX | _ | M3 | m³ |  | X | surface rock excavation volume of the spillway restitution channel | volume de escavação em rocha do canal de restituição do vertedouro | volumen de excavación en roca del canal de restitución del aliviadero | volume d'excavation en rocher du canal de restitution de l'évacuateur de crues
hera_spw_rest_slex_m3 | HERA | _ | SPW | _ | REST | _ | SLEX | _ | M3 | m³ |  | X | common excavation volume of the spillway restitution channel | volume de escavação comum do canal de restituição do vertedouro | volumen de excavación común del canal de restitución del aliviadero | volume d'excavation en terrain meuble du canal de restitution de l'évacuateur de crues
hera_spw_totl_addc_m3 | HERA | _ | SPW | _ | TOTL | _ | ADDC | _ | M3 | m³ | N | X | additional concrete volume in the foundation of the spillway | volume de concreto adicional na fundação do vertedouro | volumen de concreto adicional en la fundación del aliviadero | volume de béton supplémentaire dans la fondation de l'évacuateur de crues
hera_spw_totl_conc_m3 | HERA | _ | SPW | _ | TOTL | _ | CONC | _ | M3 | m³ |  | X | structural concrete volume of the spillway | volume de concreto estrutural do vertedouro de superfície | volumen de hormigón reforzado del aliviadero de superficie | volume de béton structurel de l'évacuateur de crues de surface
hera_spw_totl_trtm_m2 | HERA | _ | SPW | _ | TOTL | _ | TRTM | _ | M2 | m² |  | X | foundation cleaning and treatment area of the spillway | área de limpeza e tratamento de fundação do vertedouro de superfície | área de limpieza y tratamiento de fundación del aliviadero de superficie | zone de préparation et de traitement des fondations de l'évacuateur de crues de surface

## dynamo
CODE | [9 empty] | UN | MI, 2007 | HERA | MEANING
[13 empty] | ENGLISH | PORTUGUÊS | ESPAÑOL | FRANÇAIS
dynm_dam_conc_01x1_c | DYNM | _ | DAM | _ | CONC | _ | 01X1 | _ | C | m |  |  | starting x coordinate of a segment of the concrete dam axis (0nX1; n = number of the segment) | coordenada x inicial de um segmento do eixo da barragem de concreto (0nX1; n = número do segmento) | coordenada x inicial de un tramo del eje de la presa de hormigón (0nX1; n = número del tramo) | coordonnée initiale x d'un tronçon de l'axe du barrage en béton (0nX1; n = numéro du tronçon)
dynm_dam_conc_01x2_c | DYNM | _ | DAM | _ | CONC | _ | 01X2 | _ | C | m |  |  | ending x coordinate of a segment of the concrete dam axis (0nX2; n = number of the segment) | coordenada x final de um segmento do eixo da barragem de concreto (0nX2; n = número do segmento) | coordenada x final de un tramo del eje de la presa de hormigón (0nX2; n = número del tramo) | coordonnée finale x d'un tronçon de l'axe du barrage en béton (0nX2; n = numéro du tronçon)
dynm_dam_conc_01y1_c | DYNM | _ | DAM | _ | CONC | _ | 01Y1 | _ | C | m |  |  | starting y coordinate of a segment of the concrete dam axis (0nY1; n = number of the segment) | coordenada y inicial de um segmento do eixo da barragem de concreto (0nY1; n = número do segmento) | coordenada y inicial de un tramo del eje de la presa de hormigón (0nY1; n = número del tramo) | coordonnée initiale y d'un tronçon de l'axe du barrage en béton (0nY1; n = numéro du tronçon)
dynm_dam_conc_01y2_c | DYNM | _ | DAM | _ | CONC | _ | 01Y2 | _ | C | m |  |  | ending y coordinate of a segment of the concrete dam axis (0nY2; n = number of the segment) | coordenada y final de um segmento do eixo da barragem de concreto (0nY2; n = número do segmento) | coordenada y final de un tramo del eje de la presa de hormigón (0nY2; n = número del tramo) | coordonnée finale y d'un tronçon de l'axe du barrage en béton (0nY2; n = numéro du tronçon)
dynm_dam_crst_0000_w | DYNM | _ | DAM | _ | CRST | _ | 0000 | _ | W | m |  |  | length of a specific dam strecht | extensão de um trecho específico do barramento | longitud de un tramo específico de la presa | longueur d'un tronçon spécifique du barrage
dynm_dam_crst_max0_h | DYNM | _ | DAM | _ | CRST | _ | MAX0 | _ | H | m |  |  | maximum dam height | altura máxima da barragem | altura máxima de la presa | hauteur maximale du barrage
dynm_dam_dvwl_00x1_c | DYNM | _ | DAM | _ | DVWL | _ | 00X1 | _ | C | m |  |  | starting x coordinate of the dividing wall axis | coordenada x inicial do eixo do muro divisor | coordenada x inicial del eje del muro separador | coordonnée initiale x de l'axe du mur séparateur
dynm_dam_dvwl_00x2_c | DYNM | _ | DAM | _ | DVWL | _ | 00X2 | _ | C | m |  |  | ending x coordinate of the dividing wall axis | coordenada x final do eixo do muro divisor | coordenada x final del eje del muro separador | coordonnée finale x de l'axe du mur séparateur
dynm_dam_dvwl_00y1_c | DYNM | _ | DAM | _ | DVWL | _ | 00Y1 | _ | C | m |  |  | starting y coordinate of the dividing wall axis | coordenada y inicial do eixo do muro divisor | coordenada y inicial del eje del muro separador | coordonnée initiale y de l'axe du mur séparateur
dynm_dam_dvwl_00y2_c | DYNM | _ | DAM | _ | DVWL | _ | 00Y2 | _ | C | m |  |  | ending y coordinate of the dividing wall axis | coordenada y final do eixo do muro divisor | coordenada y final del eje del muro separador | coordonnée finale y de l'axe du mur séparateur
dynm_dam_dvwl_01lc_x | DYNM | _ | DAM | _ | DVWL | _ | 01LC | _ | X |  |  |  | dividing wall location in relation to the spillway (0 = right; 1 = left) | posição relativa do muro divisor em relação ao vertedouro (0 = direita; 1 = esquerda) | ubicación relativa del muro separador en relación al aliviadero (0 = direcha; 1 = izquierda) | emplacement relatif du mur séparateur par rapport à l'évacuateur de crues (0 = droite; 1 = gauche)
dynm_dam_e0r0_01lc_x | DYNM | _ | DAM | _ | E0R0 | _ | 01LC | _ | X |  |  |  | earth to rockfill transition segment location in relation to a transition wall (0 = right; 1 = left) | posição relativa do segmento de transição terra-rocha em relação a um muro de abraço (0 = direita; 1 = esquerda) | ubicación relativa de un tramo de transición tierra-enrocado en relación a un muro de abrazo (0 = direcha; 1 = izquierda) | emplacement relatif d'un tronçon de transition terre-enrochement par rapport à un mur de transition (0 = droite; 1 = gauche)
dynm_dam_e0r0_01x1_c | DYNM | _ | DAM | _ | E0R0 | _ | 01X1 | _ | C | m |  |  | starting x coordinate of an earth to rockfill transition segment of the dam axis (0nX1; n = number of the segment) | coordenada x inicial de um segmento de transição terra-rocha do eixo da barragem (0nX1; n = número do segmento) | coordenada x inicial de un tramo de transición tierra-enrocado del eje de la presa (0nX1; n = número del tramo) | coordonnée initiale x d'un tronçon de transition terre-enrochement de l'axe du barrage (0nX1; n = numéro du tronçon)
dynm_dam_e0r0_01x2_c | DYNM | _ | DAM | _ | E0R0 | _ | 01X2 | _ | C | m |  |  | ending x coordinate of an earth to rockfill transition segment of the dam axis (0nX2; n = number of the segment) | coordenada x final de um segmento de transição terra-rocha do eixo da barragem (0nX2; n = número do segmento) | coordenada x final de un tramo de transición tierra-enrocado del eje de la presa (0nX2; n = número del tramo) | coordonnée finale x d'un tronçon de transition terre-enrochement de l'axe du barrage (0nX2; n = numéro du tronçon)
dynm_dam_e0r0_01y1_c | DYNM | _ | DAM | _ | E0R0 | _ | 01Y1 | _ | C | m |  |  | starting y coordinate of an earth to rockfill transition segment of the dam axis (0nY1; n = number of the segment) | coordenada y inicial de um segmento de transição terra-rocha do eixo da barragem (0nY1; n = número do segmento) | coordenada y inicial de un tramo de transición tierra-enrocado del eje de la presa (0nY1; n = número del tramo) | coordonnée initiale y d'un tronçon de transition terre-enrochement de l'axe du barrage (0nY1; n = numéro du tronçon)
dynm_dam_e0r0_01y2_c | DYNM | _ | DAM | _ | E0R0 | _ | 01Y2 | _ | C | m |  |  | ending y coordinate of an earth to rockfill transition segment of the dam axis (0nY2; n = number of the segment) | coordenada y final de um segmento de transição terra-rocha do eixo da barragem (0nY2; n = número do segmento) | coordenada y final de un tramo de transición tierra-enrocado del eje de la presa (0nY2; n = número del tramo) | coordonnée finale y d'un tronçon de transition terre-enrochement de l'axe du barrage (0nY2; n = numéro du tronçon)
dynm_dam_eart_01x1_c | DYNM | _ | DAM | _ | EART | _ | 01X1 | _ | C | m |  |  | starting x coordinate of a segment of the earthfill dam axis (0nX1; n = number of the segment) | coordenada x inicial de um segmento do eixo da barragem de terra (0nX1; n = número do segmento) | coordenada x inicial de un tramo del eje de la presa de tierra (0nX1; n = número del tramo) | coordonnée initiale x d'un tronçon de l'axe du barrage en terre (0nX1; n = numéro du tronçon)
dynm_dam_eart_01x2_c | DYNM | _ | DAM | _ | EART | _ | 01X2 | _ | C | m |  |  | ending x coordinate of a segment of the earthfill dam axis (0nX2; n = number of the segment) | coordenada x final de um segmento do eixo da barragem de terra (0nX2; n = número do segmento) | coordenada x final de un tramo del eje de la presa de tierra (0nX2; n = número del tramo) | coordonnée finale x d'un tronçon de l'axe du barrage en terre (0nX2; n = numéro du tronçon)
dynm_dam_eart_01y1_c | DYNM | _ | DAM | _ | EART | _ | 01Y1 | _ | C | m |  |  | starting y coordinate of a segment of the earthfill dam axis (0nY1; n = number of the segment) | coordenada y inicial de um segmento do eixo da barragem de terra (0nY1; n = número do segmento) | coordenada y inicial de un tramo del eje de la presa de tierra (0nY1; n = número del tramo) | coordonnée initiale y d'un tronçon de l'axe du barrage en terre (0nY1; n = numéro du tronçon)
dynm_dam_eart_01y2_c | DYNM | _ | DAM | _ | EART | _ | 01Y2 | _ | C | m |  |  | ending y coordinate of a segment of the earthfill dam axis (0nY2; n = number of the segment) | coordenada y final de um segmento do eixo da barragem de terra (0nY2; n = número do segmento) | coordenada y final de un tramo del eje de la presa de tierra (0nY2; n = número del tramo) | coordonnée finale y d'un tronçon de l'axe du barrage en terre (0nY2; n = numéro du tronçon)
dynm_dam_erwl_01lc_x | DYNM | _ | DAM | _ | ERWL | _ | 01LC | _ | X |  |  |  | retaining wall location (earthfill dam) in relation to its adjacent concrete structure (0 = right; 1 = left) | posição relativa do muro de encosto (barragem de terra) em relação à estrutura de concreto adjacente (0 = direita; 1 = esquerda) | ubicación relativa del muro de respaldo (presa de tierra) en relación a la estructura de hormigón adyacente (0 = direcha; 1 = izquierda) | emplacement relatif du mur de souténement (barrage en terre) par rapport à la structure de béton adjacente (0 = droite; 1 = gauche)
dynm_dam_erwl_01x1_c | DYNM | _ | DAM | _ | ERWL | _ | 01X1 | _ | C | m |  |  | starting x coordinate of a retaining wall axis for a earthfill dam (0nX1; n = number of the wall) | coordenada x inicial do eixo de um muro de encosto para uma barragem de terra (0nX1; n = número do muro) | coordenada x inicial del eje de un muro de respaldo para una presa de tierra (0nX1; n = número del muro) | coordonnée initiale x de l'axe d'un mur de soutènement pour un barrage en terre (0nX1; n = numéro du mur)
dynm_dam_erwl_01x2_c | DYNM | _ | DAM | _ | ERWL | _ | 01X2 | _ | C | m |  |  | ending x coordinate of a retaining wall axis for a earthfill dam (0nX2; n = number of the wall) | coordenada x final do eixo de um muro de encosto para uma barragem de terra (0nX2; n = número do muro) | coordenada x final del eje de un muro de respaldo para una presa de tierra (0nX2; n = número del muro) | coordonnée finale x de l'axe d'un mur de soutènement pour un barrage en terre (0nX2; n = numéro du mur)
dynm_dam_erwl_01y1_c | DYNM | _ | DAM | _ | ERWL | _ | 01Y1 | _ | C | m |  |  | starting y coordinate of a retaining wall axis for a earthfill dam (0nY1; n = number of the wall) | coordenada y inicial do eixo de um muro de encosto para uma barragem de terra (0nY1; n = número do muro) | coordenada y inicial del eje de un muro de respaldo para una presa de tierra (0nY1; n = número del muro) | coordonnée initiale y de l'axe d'un mur de soutènement pour un barrage en terre (0nY1; n = numéro du mur)
dynm_dam_erwl_01y2_c | DYNM | _ | DAM | _ | ERWL | _ | 01Y2 | _ | C | m |  |  | ending y coordinate of a retaining wall axis for a earthfill dam (0nY2; n = number of the wall) | coordenada y final do eixo de um muro de encosto para uma barragem de terra (0nY2; n = número do muro) | coordenada y final del eje de un muro de respaldo para una presa de tierra (0nY2; n = número del muro) | coordonnée finale y de l'axe d'un mur de soutènement pour un barrage en terre (0nY2; n = numéro du mur)
dynm_dam_extr_00x1_c | DYNM | _ | DAM | _ | EXTR | _ | 00X1 | _ | C | m |  |  | starting x coordinate of the dam axis | coordenada x inicial do eixo da barragem | coordenada x inicial del eje de la presa | coordonnée initiale x de l'axe du barrage
dynm_dam_extr_00x2_c | DYNM | _ | DAM | _ | EXTR | _ | 00X2 | _ | C | m |  |  | ending x coordinate of the dam axis | coordenada x final do eixo da barragem | coordenada x final del eje de la presa | coordonnée finale x de l'axe du barrage
dynm_dam_extr_00y1_c | DYNM | _ | DAM | _ | EXTR | _ | 00Y1 | _ | C | m |  |  | starting y coordinate of the dam axis | coordenada y inicial do eixo da barragem | coordenada y inicial del eje de la presa | coordonnée initiale y de l'axe du barrage
dynm_dam_extr_00y2_c | DYNM | _ | DAM | _ | EXTR | _ | 00Y2 | _ | C | m |  |  | ending y coordinate of the dam axis | coordenada y final do eixo da barragem | coordenada y final del eje de la presa | coordonnée finale y de l'axe du barrage
dynm_dam_pwh0_01x1_c | DYNM | _ | DAM | _ | PWH0 | _ | 01X1 | _ | C | m |  |  | starting x coordinate of a dam segment axis behind the powerhouse (0nX1; n = number of the segment) | coordenada x inicial de um segmento do eixo de barragem atrás da casa de força (0nX1; n = número do segmento) | coordenada x inicial de un tramo del eje de la presa de trás de la casa de máquinas (0nX1; n = número del tramo) | coordonnée initiale x d'un tronçon de l'axe du barrage derrière la salle des machines (0nX1; n = numéro du tronçon)
dynm_dam_pwh0_01x2_c | DYNM | _ | DAM | _ | PWH0 | _ | 01X2 | _ | C | m |  |  | ending x coordinate of a dam segment axis behind the powerhouse (0nX2; n = number of the segment) | coordenada x final de um segmento do eixo de barragem atrás da casa de força (0nX2; n = número do segmento) | coordenada x final de un tramo del eje de la presa de trás de la casa de máquinas (0nX2; n = número del tramo) | coordonnée finale x d'un tronçon de l'axe du barrage derrière la salle des machines (0nX2; n = numéro du tronçon)
dynm_dam_pwh0_01y1_c | DYNM | _ | DAM | _ | PWH0 | _ | 01Y1 | _ | C | m |  |  | starting y coordinate of a dam segment axis behind the powerhouse (0nY1; n = number of the segment) | coordenada y inicial de um segmento do eixo de barragem atrás da casa de força (0nY1; n = número do segmento) | coordenada y inicial de un tramo del eje de la presa de trás de la casa de máquinas (0nY1; n = número del tramo) | coordonnée initiale y d'un tronçon de l'axe du barrage derrière la salle des machines (0nY1; n = numéro du tronçon)
dynm_dam_pwh0_01y2_c | DYNM | _ | DAM | _ | PWH0 | _ | 01Y2 | _ | C | m |  |  | ending y coordinate of a dam segment axis behind the powerhouse (0nY2; n = number of the segment) | coordenada y final de um segmento do eixo de barragem atrás da casa de força (0nY2; n = número do segmento) | coordenada y final de un tramo del eje de la presa de trás de la casa de máquinas (0nY2; n = número del tramo) | coordonnée finale y d'un tronçon de l'axe du barrage derrière la salle des machines (0nY2; n = numéro du tronçon)
dynm_dam_rock_01x1_c | DYNM | _ | DAM | _ | ROCK | _ | 01X1 | _ | C | m |  |  | starting x coordinate of a segment of the rockfill dam axis (0nX1; n = number of the segment) | coordenada x inicial de um segmento do eixo da barragem de enrocamento (0nX1; n = número do segmento) | coordenada x inicial de un tramo del eje de la presa de enrocado (0nX1; n = número del tramo) | coordonnée initiale x d'un tronçon de l'axe du barrage en enrochement (0nX1; n = numéro du tronçon)
dynm_dam_rock_01x2_c | DYNM | _ | DAM | _ | ROCK | _ | 01X2 | _ | C | m |  |  | ending x coordinate of a segment of the rockfill dam axis (0nX2; n = number of the segment) | coordenada x final de um segmento do eixo da barragem de enrocamento (0nX2; n = número do segmento) | coordenada x final de un tramo del eje de la presa de enrocado (0nX2; n = número del tramo) | coordonnée finale x d'un tronçon de l'axe du barrage en enrochement (0nX2; n = numéro du tronçon)
dynm_dam_rock_01y1_c | DYNM | _ | DAM | _ | ROCK | _ | 01Y1 | _ | C | m |  |  | starting y coordinate of a segment of the rockfill dam axis (0nY1; n = number of the segment) | coordenada y inicial de um segmento do eixo da barragem de enrocamento (0nY1; n = número do segmento) | coordenada y inicial de un tramo del eje de la presa de enrocado (0nY1; n = número del tramo) | coordonnée initiale y d'un tronçon de l'axe du barrage en enrochement (0nY1; n = numéro du tronçon)
dynm_dam_rock_01y2_c | DYNM | _ | DAM | _ | ROCK | _ | 01Y2 | _ | C | m |  |  | ending y coordinate of a segment of the rockfill dam axis (0nY2; n = number of the segment) | coordenada y final de um segmento do eixo da barragem de enrocamento (0nY2; n = número do segmento) | coordenada y final de un tramo del eje de la presa de enrocado (0nY2; n = número del tramo) | coordonnée finale y d'un tronçon de l'axe du barrage en enrochement (0nY2; n = numéro du tronçon)
dynm_dam_rrwl_01lc_x | DYNM | _ | DAM | _ | RRWL | _ | 01LC | _ | X |  |  |  | retaining wall location (rockfill dam) in relation to its adjacent concrete structure (0 = right; 1 = left) | posição relativa do muro de encosto (barragem de enrocamento) em relação à estrutura de concreto adjacente (0 = direita; 1 = esquerda) | ubicación relativa del muro de respaldo (presa de enrocado) en relación a la estructura de hormigón adyacente (0 = direcha; 1 = izquierda) | emplacement relatif du mur de souténement (barrage em enrochement) par rapport à la structure de béton adjacente (0 = droite; 1 = gauche)
dynm_dam_rrwl_01x1_c | DYNM | _ | DAM | _ | RRWL | _ | 01X1 | _ | C | m |  |  | starting x coordinate of a retaining wall axis for a rockfill dam (0nX1; n = number of the wall) | coordenada x inicial do eixo de um muro de encosto para uma barragem de enrocamento (0nX1; n = número do muro) | coordenada x inicial del eje de un muro de respaldo para una presa de enrocado (0nX1; n = número del muro) | coordonnée initiale x de l'axe d'un mur de soutènement pour un barrage en enrochement (0nX1; n = numéro du mur)
dynm_dam_rrwl_01x2_c | DYNM | _ | DAM | _ | RRWL | _ | 01X2 | _ | C | m |  |  | ending x coordinate of a retaining wall axis for a rockfill dam (0nX2; n = number of the wall) | coordenada x final do eixo de um muro de encosto para uma barragem de enrocamento (0nX2; n = número do muro) | coordenada x final del eje de un muro de respaldo para una presa de enrocado (0nX2; n = número del muro) | coordonnée finale x de l'axe d'un mur de soutènement pour un barrage en enrochement (0nX2; n = numéro du mur)
dynm_dam_rrwl_01y1_c | DYNM | _ | DAM | _ | RRWL | _ | 01Y1 | _ | C | m |  |  | starting y coordinate of a retaining wall axis for a rockfill dam (0nY1; n = number of the wall) | coordenada y inicial do eixo de um muro de encosto para uma barragem de enrocamento (0nY1; n = número do muro) | coordenada y inicial del eje de un muro de respaldo para una presa de enrocado (0nY1; n = número del muro) | coordonnée initiale y de l'axe d'un mur de soutènement pour un barrage en enrochement (0nY1; n = numéro du mur)
dynm_dam_rrwl_01y2_c | DYNM | _ | DAM | _ | RRWL | _ | 01Y2 | _ | C | m |  |  | ending y coordinate of a retaining wall axis for a rockfill dam (0nY2; n = number of the wall) | coordenada y final do eixo de um muro de encosto para uma barragem de enrocamento (0nY2; n = número do muro) | coordenada y final del eje de un muro de respaldo para una presa de enrocado (0nY2; n = número del muro) | coordonnée finale y de l'axe d'un mur de soutènement pour un barrage en enrochement (0nY2; n = numéro du mur)
dynm_dam_trwl_01lc_x | DYNM | _ | DAM | _ | TRWL | _ | 01LC | _ | X |  |  |  | transition wall location in relation to its adjacent concrete structure (0 = right; 1 = left) | posição relativa do muro de transição em relação à estrutura de concreto adjacente (0 = direita; 1 = esquerda) | ubicación relativa del muro de transición en relación a la estructura de hormigón adyacente (0 = direcha; 1 = izquierda) | emplacement relatif du mur de transition par rapport à la structure de béton adjacente (0 = droite; 1 = gauche)
dynm_dam_trwl_01x1_c | DYNM | _ | DAM | _ | TRWL | _ | 01X1 | _ | C | m |  |  | starting x coordinate of a transition wall axis (0nX1; n = number of the wall) | coordenada x inicial do eixo de um muro de transição (0nX1; n = número do muro) | coordenada x inicial del eje de un muro de transición (0nX1; n = número del muro) | coordonnée initiale x de l'axe d'un mur de transition (0nX1; n = numéro du mur)
dynm_dam_trwl_01x2_c | DYNM | _ | DAM | _ | TRWL | _ | 01X2 | _ | C | m |  |  | ending x coordinate of a transition wall axis (0nX2; n = number of the wall) | coordenada x final do eixo de um muro de transição (0nX2; n = número do muro) | coordenada x final del eje de un muro de transición (0nX2; n = número del muro) | coordonnée finale x de l'axe d'un mur de transition (0nX2; n = numéro du mur)
dynm_dam_trwl_01y1_c | DYNM | _ | DAM | _ | TRWL | _ | 01Y1 | _ | C | m |  |  | starting y coordinate of a transition wall axis (0nY1; n = number of the wall) | coordenada y inicial do eixo de um muro de transição (0nY1; n = número do muro) | coordenada y inicial del eje de un muro de transición (0nY1; n = número del muro) | coordonnée initiale y de l'axe d'un mur de transition (0nY1; n = numéro du mur)
dynm_dam_trwl_01y2_c | DYNM | _ | DAM | _ | TRWL | _ | 01Y2 | _ | C | m |  |  | ending y coordinate of a transition wall axis (0nY2; n = number of the wall) | coordenada y final do eixo de um muro de transição (0nY2; n = número do muro) | coordenada y final del eje de un muro de transición (0nY2; n = número del muro) | coordonnée finale y de l'axe d'un mur de transition (0nY2; n = numéro du mur)
dynm_dam_type_0000_x | DYNM | _ | DAM | _ | TYPE | _ | 0000 | _ | X |  |  |  | identification of the dam type (1=conc; 2=eart; 3=rock) | identificação do tipo de barragem (1=conc; 2=eart; 3=rock) | identificación del tipo de presa (1=conc; 2=eart; 3=rock) | identification du type du barrage (1=conc; 2=eart; 3=rock)
dynm_hsy_chan_x000_c | DYNM | _ | HSY | _ | CHAN | _ | X000 | _ | C | m |  |  | coordinates x vector of the headrace channel axis | vetor de coordenadas x do eixo do canal de adução | vector de coordenadas x del eje del canal de aducción | vecteur de coordonnées x de l'axe du canal d’amenée
dynm_hsy_chan_y000_c | DYNM | _ | HSY | _ | CHAN | _ | Y000 | _ | C | m |  |  | coordinates y vector of the headrace channel axis | vetor de coordenadas y do eixo do canal de adução | vector de coordenadas y del eje del canal de aducción | vecteur de coordonnées y de l'axe du canal d’amenée
dynm_hsy_inch_00x1_c | DYNM | _ | HSY | _ | INCH | _ | 00X1 | _ | C | m |  |  | starting x coordinate of the intake channel axis | coordenada x inicial do eixo do canal da tomada d'água | coordenada x inicial del eje del canal de la toma | coordonnée initiale x de l'axe du canal de la prise d'eau
dynm_hsy_inch_00x2_c | DYNM | _ | HSY | _ | INCH | _ | 00X2 | _ | C | m |  |  | ending x coordinate of the intake channel axis | coordenada x final do eixo do canal da tomada d'água | coordenada x final del eje del canal de la toma | coordonnée finale x de l'axe du canal de la prise d'eau
dynm_hsy_inch_00y1_c | DYNM | _ | HSY | _ | INCH | _ | 00Y1 | _ | C | m |  |  | starting y coordinate of the intake channel axis | coordenada y inicial do eixo do canal da tomada d'água | coordenada y inicial del eje del canal de la toma | coordonnée initiale y de l'axe du canal de la prise d'eau
dynm_hsy_inch_00y2_c | DYNM | _ | HSY | _ | INCH | _ | 00Y2 | _ | C | m |  |  | ending y coordinate of the intake channel axis | coordenada y final do eixo do canal da tomada d'água | coordenada y final del eje del canal de la toma | coordonnée finale y de l'axe du canal de la prise d'eau
dynm_hsy_infb_00x1_c | DYNM | _ | HSY | _ | INFB | _ | 00X1 | _ | C | m |  |  | starting x coordinate of the forebay intake axis | coordenada x inicial do eixo da tomada d'água da câmara de carga | coordenada x inicial del eje de la toma de la cámara de carga | coordonnée initiale x de l'axe de la prise de la chambre d'eau
dynm_hsy_infb_00x2_c | DYNM | _ | HSY | _ | INFB | _ | 00X2 | _ | C | m |  |  | ending x coordinate of the forebay intake axis | coordenada x final do eixo da tomada d'água da câmara de carga | coordenada x final del eje de la toma de la cámara de carga | coordonnée finale x de l'axe de la prise de la chambre d'eau
dynm_hsy_infb_00y1_c | DYNM | _ | HSY | _ | INFB | _ | 00Y1 | _ | C | m |  |  | starting y coordinate of the forebay intake axis | coordenada y inicial do eixo da tomada d'água da câmara de carga | coordenada y inicial del eje de la toma de la cámara de carga | coordonnée initiale y de l'axe de la prise de la chambre d'eau
dynm_hsy_infb_00y2_c | DYNM | _ | HSY | _ | INFB | _ | 00Y2 | _ | C | m |  |  | ending y coordinate of the forebay intake axis | coordenada y final do eixo da tomada d'água da câmara de carga | coordenada y final del eje de la toma de la cámara de carga | coordonnée finale y de l'axe de la prise de la chambre d'eau
dynm_hsy_intk_00x1_c | DYNM | _ | HSY | _ | INTK | _ | 00X1 | _ | C | m |  |  | starting x coordinate of the intake axis | coordenada x inicial do eixo da tomada d'água | coordenada x inicial del eje de la toma | coordonnée initiale x de l'axe de la prise d'eau
dynm_hsy_intk_00x2_c | DYNM | _ | HSY | _ | INTK | _ | 00X2 | _ | C | m |  |  | ending x coordinate of the intake axis | coordenada x final do eixo da tomada d'água | coordenada x final del eje de la toma | coordonnée finale x de l'axe de la prise d'eau
dynm_hsy_intk_00y1_c | DYNM | _ | HSY | _ | INTK | _ | 00Y1 | _ | C | m |  |  | starting y coordinate of the intake axis | coordenada y inicial do eixo da tomada d'água | coordenada y inicial del eje de la toma | coordonnée initiale y de l'axe de la prise d'eau
dynm_hsy_intk_00y2_c | DYNM | _ | HSY | _ | INTK | _ | 00Y2 | _ | C | m |  |  | ending y coordinate of the intake axis | coordenada y final do eixo da tomada d'água | coordenada y final del eje de la toma | coordonnée finale y de l'axe de la prise d'eau
dynm_hsy_intk_wall_w | DYNM | _ | HSY | _ | INTK | _ | WALL | _ | W | m |  |  | intake side wall thickness | espessura da parede lateral da tomada d'água | espesor de la pared lateral de la toma | épaisseur du mur latéral de la prise d'eau
dynm_hsy_pstk_00x1_c | DYNM | _ | HSY | _ | PSTK | _ | 00X1 | _ | C | m |  |  | starting x coordinate of the penstock segment from the outlet tunnel structure to the powerhouse | coordenada x inicial do trecho do conduto forçado desde o desemboque do túnel até a casa de força | coordenada x inicial del tramo de la tubería forzada de la desembocadura a la casa de máquinas | coordonnée initiale x du segment de la conduite forcée de la sortie du tunnel à la salle des machines
dynm_hsy_pstk_00x2_c | DYNM | _ | HSY | _ | PSTK | _ | 00X2 | _ | C | m |  |  | ending x coordinate of the penstock segment from the outlet tunnel structure to the powerhouse | coordenada x final do trecho do conduto forçado desde o desemboque do túnel até a casa de força | coordenada x final del tramo de la tubería forzada de la desembocadura a la casa de máquinas | coordonnée finale x du segment de la conduite forcée de la sortie du tunnel à la salle des machines
dynm_hsy_pstk_00y1_c | DYNM | _ | HSY | _ | PSTK | _ | 00Y1 | _ | C | m |  |  | starting y coordinate of the penstock segment from the outlet tunnel structure to the powerhouse | coordenada y inicial do trecho do conduto forçado desde o desemboque do túnel até a casa de força | coordenada y inicial del tramo de la tubería forzada de la desembocadura a la casa de máquinas | coordonnée initiale y du segment de la conduite forcée de la sortie du tunnel à la salle des machines
dynm_hsy_pstk_00y2_c | DYNM | _ | HSY | _ | PSTK | _ | 00Y2 | _ | C | m |  |  | ending y coordinate of the penstock segment from the outlet tunnel structure to the powerhouse | coordenada y final del do trecho do conduto forçado desde o desemboque do túnel até a casa de força | coordenada y final del tramo de la tubería forzada de la desembocadura a la casa de máquinas | coordonnée finale y du segment de la conduite forcée de la sortie du tunnel à la salle des machines
dynm_hsy_stnk_00x1_c | DYNM | _ | HSY | _ | STNK | _ | 00X1 | _ | C | m |  |  | x coordinate of the surge tank axis | coordenada x do eixo da câmara de carga | coordenada x del eje de la cámara de carga | coordonnée x de l'axe de la chambre d'eau
dynm_hsy_stnk_00y1_c | DYNM | _ | HSY | _ | STNK | _ | 00Y1 | _ | C | m |  |  | y coordinate of the surge tank axis | coordenada y do eixo da câmara de carga | coordenada y del eje de la cámara de carga | coordonnée y de l'axe de la chambre d'eau
dynm_hsy_tuni_00x1_c | DYNM | _ | HSY | _ | TUNI | _ | 00X1 | _ | C | m |  |  | x coordinate of the inflexion point of the low pressure tunnel | coordenada x do ponto de inflexão do túnel de baixa pressão | coordenada x del punto de inflexión del túnel de baja presión | coordonnée x du point d'inflexion du tunnel d'amenée à basse pression
dynm_hsy_tuni_00y1_c | DYNM | _ | HSY | _ | TUNI | _ | 00Y1 | _ | C | m |  |  | y coordinate of the inflexion point of the low pressure tunnel | coordenada y do ponto de inflexão do túnel de baixa pressão | coordenada y del punto de inflexión del túnel de baja presión | coordonnée y du point d'inflexion du tunnel d'amenée à basse pression
dynm_hsy_tunl_00x1_c | DYNM | _ | HSY | _ | TUNL | _ | 00X1 | _ | C | m |  |  | starting x coordinate of the low pressure tunnel | coordenada x inicial do túnel de baixa pressão | coordenada x inicial del tunel de baja presión | coordonnée initiale x du tunnel d'amenée à basse pression
dynm_hsy_tunl_00x2_c | DYNM | _ | HSY | _ | TUNL | _ | 00X2 | _ | C | m |  |  | ending x coordinate of the low pressure tunnel | coordenada x final do túnel de baixa pressão | coordenada x final del tunel de baja presión | coordonnée finale x du tunnel d'amenée à basse pression
dynm_hsy_tunl_00y1_c | DYNM | _ | HSY | _ | TUNL | _ | 00Y1 | _ | C | m |  |  | starting y coordinate of the low pressure tunnel | coordenada y inicial do túnel de baixa pressão | coordenada y inicial del tunel de baja presión | coordonnée initiale y du tunnel d'amenée à basse pression
dynm_hsy_tunl_00y2_c | DYNM | _ | HSY | _ | TUNL | _ | 00Y2 | _ | C | m |  |  | ending y coordinate of the low pressure tunnel | coordenada y final do túnel de baixa pressão | coordenada y final del tunel de baja presión | coordonnée finale y du tunnel d'amenée à basse pression
dynm_hsy_tunp_00x1_c | DYNM | _ | HSY | _ | TUNP | _ | 00X1 | _ | C | m |  |  | starting x coordinate of the high pressure tunnel with concrete lining | coordenada x inicial do túnel de alta pressão em concreto | coordenada x inicial del tunel de alta presión en hormigón | coordonnée initiale x du tunnel d'amenée à haute pression en béton
dynm_hsy_tunp_00x2_c | DYNM | _ | HSY | _ | TUNP | _ | 00X2 | _ | C | m |  |  | ending x coordinate of the high pressure tunnel with concrete lining | coordenada x final do túnel de alta pressão em concreto | coordenada x final del tunel de alta presión en hormigón | coordonnée finale x du tunnel d'amenée à haute pression en béton
dynm_hsy_tunp_00y1_c | DYNM | _ | HSY | _ | TUNP | _ | 00Y1 | _ | C | m |  |  | starting y coordinate of the high pressure tunnel with concrete lining | coordenada y inicial do túnel de alta pressão em concreto | coordenada y inicial del tunel de alta presión en hormigón | coordonnée initiale y du tunnel d'amenée à haute pression en béton
dynm_hsy_tunp_00y2_c | DYNM | _ | HSY | _ | TUNP | _ | 00Y2 | _ | C | m |  |  | ending y coordinate of the high pressure tunnel with concrete lining | coordenada y final do túnel de alta pressão em concreto | coordenada y final del tunel de alta presión en hormigón | coordonnée finale y du tunnel d'amenée à haute pression en béton
dynm_hsy_tuns_00x1_c | DYNM | _ | HSY | _ | TUNS | _ | 00X1 | _ | C | m |  |  | starting x coordinate of the high pressure tunnel with steel lining | coordenada x inicial do túnel de alta pressão blindado | coordenada x inicial del tunel de alta presión blindado | coordonnée initiale x du tunnel d'amenée à haute pression avec des conduites forcées
dynm_hsy_tuns_00x2_c | DYNM | _ | HSY | _ | TUNS | _ | 00X2 | _ | C | m |  |  | ending x coordinate of the high pressure tunnel with steel lining | coordenada x final do túnel de alta pressão blindado | coordenada x final del tunel de alta presión blindado | coordonnée finale x du tunnel d'amenée à haute pression avec des conduites forcées
dynm_hsy_tuns_00y1_c | DYNM | _ | HSY | _ | TUNS | _ | 00Y1 | _ | C | m |  |  | starting y coordinate of the high pressure tunnel with steel lining | coordenada y inicial do túnel de alta pressão blindado | coordenada y inicial del tunel de alta presión blindado | coordonnée initiale y du tunnel d'amenée à haute pression avec des conduites forcées
dynm_hsy_tuns_00y2_c | DYNM | _ | HSY | _ | TUNS | _ | 00Y2 | _ | C | m |  |  | ending y coordinate of the high pressure tunnel with steel lining | coordenada y final do túnel de alta pressão blindado | coordenada y final del tunel de alta presión blindado | coordonnée finale y du tunnel d'amenée à haute pression avec des conduites forcées
dynm_hsy_type_0000_x | DYNM | _ | HSY | _ | TYPE | _ | 0000 | _ | X | m |  |  | hydraulic system type ('pstk', 'tunl' or 'chnl') | tipo de circuito hidráulico ('pstk', 'tunl' ou 'chnl') | tipo de circuito hidráulico ('pstk', 'tunl' o 'chnl') | type de circuit hydraulique ('pstk', 'tunl' ou 'chnl')
dynm_lay_algn_000x_c | DYNM | _ | LAY | _ | ALGN | _ | 000X | _ | C | m |  |  | x coordinate to locate the powerhouse in relation to the dam | coordenada x para posicionar a casa de força em relação à barragem | coordenada x para ubicar la casa de máquinas en relación a la presa | coordonnée x pour positionner la salle des machines par rapport au barrage
dynm_lay_algn_000y_c | DYNM | _ | LAY | _ | ALGN | _ | 000Y | _ | C | m |  |  | y coordinate to locate the powerhouse in relation to the dam | coordenada y para posicionar a casa de força em relação à barragem | coordenada y para ubicar la casa de máquinas en relación a la presa | coordonnée y pour positionner la salle des machines par rapport au barrage
dynm_lay_algn_000z_c | DYNM | _ | LAY | _ | ALGN | _ | 000Z | _ | C | m |  |  | z coordinate to locate the powerhouse in relation to the dam | coordenada z para posicionar a casa de força em relação à barragem | coordenada z para ubicar la casa de máquinas en relación a la presa | coordonnée z pour positionner la salle des machines par rapport au barrage
dynm_lay_intk_pwh0_w | DYNM | _ | LAY | _ | INTK | _ | PWH0 | _ | W | m |  |  | horizontal distance from the intake gate axis to the penstock axis | distância horizontal entre o eixo do vão da tomada e o eixo do conduto | distancia horizontal entre el eje del vano de la toma y el eje de la tubería | distance horizontale entre l'axe de la vanne de la prise d'eau et l'axe de la conduite
dynm_lay_orig_000x_c | DYNM | _ | LAY | _ | ORIG | _ | 000X | _ | C | m |  |  | x coordinate of any given point | coordenada x de um ponto qualquer | coordenada x de un punto cualquiera | coordonnée x d'un point quelconque
dynm_lay_orig_000y_c | DYNM | _ | LAY | _ | ORIG | _ | 000Y | _ | C | m |  |  | y coordinate of any given point | coordenada y de um ponto qualquer | coordenada y de un punto cualquiera | coordonnée y d'un point quelconque
dynm_lay_orig_000z_c | DYNM | _ | LAY | _ | ORIG | _ | 000Z | _ | C | m |  |  | z coordinate of any given point | coordenada z de um ponto qualquer | coordenada z de un punto cualquiera | coordonnée z d'un point quelconque
dynm_lay_site_000x_c | DYNM | _ | LAY | _ | SITE | _ | 000X | _ | C | m |  |  | x coordinate of the site | coordenada x do local de projeto | coordenada x del sitio de proyecto | coordonnée x du site du projet
dynm_lay_site_000y_c | DYNM | _ | LAY | _ | SITE | _ | 000Y | _ | C | m |  |  | y coordinate of the site | coordenada y do local de projeto | coordenada y del sitio de proyecto | coordonnée y du site du projet
dynm_pwh_aa00_00x1_c | DYNM | _ | PWH | _ | AA00 | _ | 00X1 | _ | C | m |  |  | starting x coordinate of the assembly area axis | coordenada x inicial do eixo da área de montagem | coordenada x inicial del eje del área de montaje | coordonnée initiale x de l'axe de la zone de montage
dynm_pwh_aa00_00x2_c | DYNM | _ | PWH | _ | AA00 | _ | 00X2 | _ | C | m |  |  | ending x coordinate of the assembly area axis | coordenada x final do eixo da área de montagem | coordenada x final del eje del área de montaje | coordonnée finale x de l'axe de la zone de montage
dynm_pwh_aa00_00y1_c | DYNM | _ | PWH | _ | AA00 | _ | 00Y1 | _ | C | m |  |  | starting y coordinate of the assembly area axis | coordenada y inicial do eixo da área de montagem | coordenada y inicial del eje del área de montaje | coordonnée initiale y de l'axe de la zone de montage
dynm_pwh_aa00_00y2_c | DYNM | _ | PWH | _ | AA00 | _ | 00Y2 | _ | C | m |  |  | ending y coordinate of the assembly area axis | coordenada y final do eixo da área de montagem | coordenada y final del eje del área de montaje | coordonnée finale y de l'axe de la zone de montage
dynm_pwh_aa00_lctn_x | DYNM | _ | PWH | _ | AA00 | _ | LCTN | _ | X |  |  |  | assembly area location in relation to the powerhouse (0 = right; 1 = left) | posição relativa da área de montagem em relação à casa de força (0 = direita; 1 = esquerda) | ubicación relativa del área de montaje en relación a la casa de máquinas (0 = direcha; 1 = izquierda) | emplacement relatif de la zone de montage par rapport à la salle des machines (0 = droite; 1 = gauche)
dynm_pwh_blcl_incl_w | DYNM | _ | PWH | _ | BLCL | _ | INCL | _ | W | m |  |  | horizontal distance from the turbine inlet axis to its center line | distância horizontal entre o eixo da entrada à linha de centro da turbina | distancia horizontal entre el eje de la entrada a la línea de centro de la turbina | distance horizontale entre l'axe de l'entrée et la ligne centrale de la turbine
dynm_pwh_side_wall_w | DYNM | _ | PWH | _ | SIDE | _ | WALL | _ | W | m |  |  | powerhouse side wall thickness | espessura da parede lateral da casa de força | espesor de la pared lateral de la casa de máquinas | épaisseur du mur latéral de la salle des machines
dynm_pwh_strc_00x1_c | DYNM | _ | PWH | _ | STRC | _ | 00X1 | _ | C | m |  |  | starting x coordinate of the powerhouse axis | coordenada x inicial do eixo da casa de força | coordenada x inicial del eje de la casa de máquinas | coordonnée initiale x de l'axe de la salle des machines
dynm_pwh_strc_00x2_c | DYNM | _ | PWH | _ | STRC | _ | 00X2 | _ | C | m |  |  | ending x coordinate of the powerhouse axis | coordenada x final do eixo da casa de força | coordenada x final del eje de la casa de máquinas | coordonnée finale x de l'axe de la salle des machines
dynm_pwh_strc_00y1_c | DYNM | _ | PWH | _ | STRC | _ | 00Y1 | _ | C | m |  |  | starting y coordinate of the powerhouse axis | coordenada y inicial do eixo da casa de força | coordenada y inicial del eje de la casa de máquinas | coordonnée initiale y de l'axe de la salle des machines
dynm_pwh_strc_00y2_c | DYNM | _ | PWH | _ | STRC | _ | 00Y2 | _ | C | m |  |  | ending y coordinate of the powerhouse axis | coordenada y final do eixo da casa de força | coordenada y final del eje de la casa de máquinas | coordonnée finale y de l'axe de la salle des machines
dynm_pwh_type_0000_x | DYNM | _ | PWH | _ | TYPE | _ | 0000 | _ | X |  |  |  | identification of the powerhouse type according to the turbine (frvt; frhz; kaps; kapc; bulb; plvt; plhz) | identificação do tipo de casa de força de acordo com a turbina (frvt; frhz; kaps; kapc; bulb; plvt; plhz) | identificación del tipo de casa de máquinas según la turbina (frvt; frhz; kaps; kapc; bulb; plvt; plhz) | identification du type de la salle de machines en fonction de la turbine (frvt; frhz; kaps; kapc; bulb; plvt; plhz)
dynm_spw_side_wall_w | DYNM | _ | SPW | _ | SIDE | _ | WALL | _ | W | m |  |  | spillway side wall thickness | espessura da parede lateral do vertedouro | espesor de la pared lateral del aliviadero | épaisseur du mur latéral de l'évacuateur de crues
dynm_spw_strc_00x1_c | DYNM | _ | SPW | _ | STRC | _ | 00X1 | _ | C | m |  |  | starting x coordinate of the spillway axis | coordenada x inicial do eixo do vertedouro | coordenada x inicial del eje del aliviadero | coordonnée initiale x de l'axe de l'évacuateur de crues
dynm_spw_strc_00x2_c | DYNM | _ | SPW | _ | STRC | _ | 00X2 | _ | C | m |  |  | ending x coordinate of the spillway axis | coordenada x final do eixo do vertedouro | coordenada x final del eje del aliviadero | coordonnée finale x de l'axe de l'évacuateur de crues
dynm_spw_strc_00y1_c | DYNM | _ | SPW | _ | STRC | _ | 00Y1 | _ | C | m |  |  | starting y coordinate of the spillway axis | coordenada y inicial do eixo do vertedouro | coordenada y inicial del eje del aliviadero | coordonnée initiale y de l'axe de l'évacuateur de crues
dynm_spw_strc_00y2_c | DYNM | _ | SPW | _ | STRC | _ | 00Y2 | _ | C | m |  |  | ending y coordinate of the spillway axis | coordenada y final do eixo do vertedouro | coordenada y final del eje del aliviadero | coordonnée finale y de l'axe de l'évacuateur de crues

## codes
#BDG_1000_ENVR_CT = 'bdg_1000_envr_ct' # lands, resettlements, relocations and other social and environmental cost ($)
#BDG_1100_PWHC_CT = 'bdg_1100_pwhc_ct' # powerhouse civil and related land development cost ($)
#BDG_1200_DMHS_CT = 'bdg_1200_dmhs_ct' # dams and hydraulic system cost ($)
#BDG_1210_DIV0_CT = 'bdg_1210_div0_ct' # diversion cost ($)
#BDG_1220_DAM0_CT = 'bdg_1220_dam0_ct' # dams and dikes cost ($)
#BDG_1230_SPW0_CT = 'bdg_1230_spw0_ct' # spillway cost ($)
#BDG_1240_HSY0_CT = 'bdg_1240_hsy0_ct' # intakes and adduction cost ($)
#BDG_1250_OTH0_CT = 'bdg_1250_oth0_ct' # special constructions cost ($)
#BDG_1300_EQP0_CT = 'bdg_1300_eqp0_ct' # turbines and generators cost ($)
#BDG_1400_ELET_CT = 'bdg_1400_elet_ct' # auxiliary electrical equipment cost ($)
#BDG_1500_MECH_CT = 'bdg_1500_mech_ct' # miscellaneous mechanical equipment cost ($)
#BDG_1600_ROAD_CT = 'bdg_1600_road_ct' # roads, railroads and bridges cost ($)
#BDG_1700_INDT_CT = 'bdg_1700_indt_ct' # indirect cost ($)
#BDG_1800_INTR_CT = 'bdg_1800_intr_ct' # interest during construccion ($)
BDG_ACCS_BRDG_UP = 'bdg_accs_brdg_up' # unit price for local bridge access ($/m)
BDG_ACCS_ROAD_UP = 'bdg_accs_road_up' # unit price for local access ($/km)
BDG_CIVL_MISC_PC = 'bdg_civl_misc_pc' # percentage of miscellaneous items for civil accounts (%)
BDG_CIVL_OTH0_PC = 'bdg_civl_oth0_pc' # percentage of other costs for civil accounts (%)
BDG_COFD_01ST_UP = 'bdg_cofd_01st_up' # unit price for 1st phase cofferdams ($/m³)
BDG_COFD_02ND_UP = 'bdg_cofd_02nd_up' # unit price for 2nd phase cofferdams ($/m³)
BDG_COFD_RMOV_UP = 'bdg_cofd_rmov_up' # unit price for cofferdam removal ($/m³)
BDG_CONC_CEMT_UP = 'bdg_conc_cemt_up' # unit price for cement ($/t)
BDG_CONC_RCMC_UP = 'bdg_conc_rcmc_up' # unit price for roller-compacted or mass concrete ($/m³)
BDG_CONC_SHOT_UP = 'bdg_conc_shot_up' # unit price for shotcrete ($/m³)
BDG_CONC_STEE_UP = 'bdg_conc_stee_up' # unit price for reinforcement steel ($/t)
BDG_CONC_STRC_UP = 'bdg_conc_strc_up' # unit price for structural concrete ($/m³)
BDG_E0R0_FLTR_UP = 'bdg_e0r0_fltr_up' # unit price for filters and transitions ($/m³)
BDG_EART_FILL_UP = 'bdg_eart_fill_up' # unit price for compacted earthfill ($/m³)
BDG_EART_LINR_UP = 'bdg_eart_linr_up' # unit price for geomembrane liner area of the earthfill dam ($/m²)
BDG_EART_PROT_UP = 'bdg_eart_prot_up' # unit price for downstream face protection (grass) ($/m²)
BDG_EART_RIPR_UP = 'bdg_eart_ripr_up' # unit price for rip-rap or rockfill protection ($/m³)
BDG_ENVR_MISC_PC = 'bdg_envr_misc_pc' # percentage of miscellaneous items for social and environmental accounts (%)
BDG_ENVR_OTH0_PC = 'bdg_envr_oth0_pc' # percentage of other costs for social and environmental accounts (%)
BDG_EQP0_BFLY_UP = 'bdg_eqp0_bfly_up' # unit price for butterfly valve ($/t)
BDG_EQP0_BRDG_UP = 'bdg_eqp0_brdg_up' # unit price for bridge crane ($/t)
BDG_EQP0_ELEC_PC = 'bdg_eqp0_elec_pc' # percentage of auxiliary eletric equipment (%)
BDG_EQP0_EMBP_UP = 'bdg_eqp0_embp_up' # unit price for embedded parts ($/t)
BDG_EQP0_EXCH_K = 'bdg_eqp0_exch_k' # exchange rate from dollars for equipment costs
BDG_EQP0_FWGT_UP = 'bdg_eqp0_fwgt_up' # unit price for fixed-wheel gate ($/t)
BDG_EQP0_GENR_UP = 'bdg_eqp0_genr_up' # unit price for generator ($/t)
BDG_EQP0_GTRY_UP = 'bdg_eqp0_gtry_up' # unit price for gantry crane ($/t)
BDG_EQP0_MECH_PC = 'bdg_eqp0_mech_pc' # percentage of miscellaneous mechanical equipment (%)
BDG_EQP0_METH_X = 'bdg_eqp0_meth_x' # indicator of the method selected for equipment cost (0 = weight; 1 = database)
#BDG_EQP0_METH_X = 'bdg_eqp0_meth_x' # indicator of the method selected for equipment cost (0 = weight; 1 = database)
BDG_EQP0_MISC_PC = 'bdg_eqp0_misc_pc' # percentage of miscellaneous items for equipment accounts (%)
BDG_EQP0_RACK_UP = 'bdg_eqp0_rack_up' # unit price for trash rack ($/t)
BDG_EQP0_SEGM_UP = 'bdg_eqp0_segm_up' # unit price for segment gate ($/t)
BDG_EQP0_SLOG_UP = 'bdg_eqp0_slog_up' # unit price for stoplog ($/t)
BDG_EQP0_SPHR_UP = 'bdg_eqp0_sphr_up' # unit price for spherical valve ($/t)
BDG_EQP0_TAX0_PC = 'bdg_eqp0_tax0_pc' # percentage of taxes and fees for equipment accounts (%)
BDG_EQP0_TEST_PC = 'bdg_eqp0_test_pc' # percentage of assembly and tests for equipment accounts (%)
BDG_EQP0_TRAN_PC = 'bdg_eqp0_tran_pc' # percentage of transportation and insurance for equipment accounts (%)
BDG_EQP0_TURB_UP = 'bdg_eqp0_turb_up' # unit price for turbine ($/t)
BDG_EQP0_UPDT_K = 'bdg_eqp0_updt_k' # update conversion rate from december 2006 for equipment costs
BDG_EXCV_BORW_UP = 'bdg_excv_borw_up' # unit price for borrow soil ($/m³)
BDG_EXCV_QURY_UP = 'bdg_excv_qury_up' # unit price for quarry rock ($/m³)
BDG_EXCV_ROCK_UP = 'bdg_excv_rock_up' # unit price for surface rock excavation ($/m³)
BDG_EXCV_SOIL_UP = 'bdg_excv_soil_up' # unit price for common excavation ($/m³)
BDG_EXCV_UGRK_UP = 'bdg_excv_ugrk_up' # unit price for underground rock excavation ($/m³)
BDG_INDC_ADMN_PC = 'bdg_indc_admn_pc' # percentage of indirect costs for owner´s administration (%)
BDG_INDC_CONS_PC = 'bdg_indc_cons_pc' # percentage of indirect costs for construction site and worker's camp (%)
BDG_INDC_ENGR_PC = 'bdg_indc_engr_pc' # percentage of indirect costs for basic engineering (%)
BDG_INDC_ENVR_PC = 'bdg_indc_envr_pc' # percentage of indirect costs for environmental projects and studies (%)
BDG_INDC_MISC_PC = 'bdg_indc_misc_pc' # percentage of miscellaneous items for indirect costs (%)
BDG_INDC_OPMT_PC = 'bdg_indc_opmt_pc' # percentage of indirect costs for maintenance and operation of the site and the camp (%)
BDG_INDC_SPEC_PC = 'bdg_indc_spec_pc' # percentage of indirect costs for engineering special services (%)
BDG_INTR_CONS_PC = 'bdg_intr_cons_pc' # percentage of interest during construction (%)
BDG_POPL_RURL_UP = 'bdg_popl_rurl_up' # unit prices for families or inhabitants affected by the reservoir in rural areas ($/un)
BDG_POPL_URBN_UP = 'bdg_popl_urbn_up' # unit prices for families or inhabitants affected by the reservoir in urban areas ($/un)
BDG_PSTK_STEE_UP = 'bdg_pstk_stee_up' # unit price for steel lining of penstocks ($/t)
BDG_RELC_BRDG_UP = 'bdg_relc_brdg_up' # unit prices for bridges to be relocated ($/m)
BDG_RELC_RAIL_UP = 'bdg_relc_rail_up' # unit prices for railways to be relocated ($/km)
BDG_RELC_ROAD_UP = 'bdg_relc_road_up' # unit prices for roads to be relocated ($/km)
BDG_RES0_CLEA_UP = 'bdg_res0_clea_up' # unit prices for reservoir cleaning ($/ha)
BDG_RES0_PPA0_UP = 'bdg_res0_ppa0_up' # unit prices for permanent preservation areas ($/ha)
BDG_RES0_RURL_UP = 'bdg_res0_rurl_up' # unit prices for rural properties affected by the reservoir ($/ha)
BDG_RES0_TLIN_UP = 'bdg_res0_tlin_up' # unit prices for transmission lines to be relocated ($/km)
BDG_RES0_URBN_UP = 'bdg_res0_urbn_up' # unit prices for urban properties affected by the reservoir ($/ha)
BDG_ROCK_CLAY_UP = 'bdg_rock_clay_up' # unit price for clay core ($/m³)
BDG_ROCK_FILL_UP = 'bdg_rock_fill_up' # unit price for rockfill ($/m³)
#BDG_TOTL_0000_CT = 'bdg_totl_0000_ct' # total cost without interest during construccion ($)
#BDG_TOTL_CIVL_CT = 'bdg_totl_civl_ct' # total civil cost ($)
#BDG_TOTL_DRCT_CT = 'bdg_totl_drct_ct' # direct cost ($)
#BDG_TOTL_EQP0_CT = 'bdg_totl_eqp0_ct' # equipment cost ($)
#BDG_TOTL_INDX_CT = 'bdg_totl_indx_ct' # index cost ($)
BDG_TOTL_INTR_CT = 'bdg_totl_intr_ct' # total cost with interest during construccion ($)
BDG_TRTM_CONC_UP = 'bdg_trtm_conc_up' # unit price for foundation cleaning and treatment in concrete strucutures ($/m²)
BDG_TRTM_EART_UP = 'bdg_trtm_eart_up' # unit price for foundation cleaning and treatment in dam earthworks ($/m²)
#DAM_BOTM_DWST_L = 'dam_botm_dwst_l' # maximum dam downstream transversal length (m)
#DAM_BOTM_MAX0_L = 'dam_botm_max0_l' # maximum dam transversal length (m)
#DAM_BOTM_UPST_L = 'dam_botm_upst_l' # maximum dam upstream transversal length (m)
#DAM_CONC_CONC_M3 = 'dam_conc_conc_m3' # structural concrete volume of the concrete dam (m³)
DAM_CONC_DWST_I = 'dam_conc_dwst_i' # downstream slope of the concrete dam (m)
#DAM_CONC_RCC0_M3 = 'dam_conc_rcc0_m3' # roller-compacted concrete volume of the concrete dam (m³)
#DAM_CONC_RKEX_M3 = 'dam_conc_rkex_m3' # surface rock excavation volume of the concrete dam (m³)
#DAM_CONC_SLEX_M3 = 'dam_conc_slex_m3' # common excavation volume of the concrete dam (m³)
#DAM_CONC_TRTM_M2 = 'dam_conc_trtm_m2' # foundation cleaning and treatment area of the concrete dam (m²)
DAM_CONC_UPST_I = 'dam_conc_upst_i' # upstream slope of the concrete dam (m)
DAM_CRST_0000_EL = 'dam_crst_0000_el' # dam crest elevation (m)
DAM_CRST_0000_L = 'dam_crst_0000_l' # dam crest width (m)
#DAM_CRST_MAX0_H = 'dam_crst_max0_h' # maximum dam height (m)
DAM_DVWL_SPPH_W = 'dam_dvwl_spph_w' # dividing wall width between the spillway and the intake (m)
DAM_E0R0_TRAN_L = 'dam_e0r0_tran_l' # transition lenght from the earthfill to the rockfill dam section in case of transition walls (m³)
DAM_EART_DWST_I = 'dam_eart_dwst_i' # downstream slope of the earthfill dam (m)
#DAM_EART_FILL_M3 = 'dam_eart_fill_m3' # compacted earthfill volume of the earthfill dam (m³)
DAM_EART_FILT_EL = 'dam_eart_filt_el' # vertical filter top elevation of the earthfill dam (m)
#DAM_EART_FILT_M3 = 'dam_eart_filt_m3' # filters and transitions volumes of an earthfill dam (m³)
DAM_EART_LINR_M2 = 'dam_eart_linr_m2' # geomembrane liner area of the earthfill dam (m²)
#DAM_EART_PROT_M2 = 'dam_eart_prot_m2' # dam downstream face protection of the earthfill dam (m²)
DAM_EART_RIPR_EL = 'dam_eart_ripr_el' # rip-rap bottom elevation of the earthfill dam (m)
#DAM_EART_RIPR_M3 = 'dam_eart_ripr_m3' # rip-rap volume of the earthfill dam (m³)
#DAM_EART_SLEX_M3 = 'dam_eart_slex_m3' # common excavation volume of an earthfill dam (m³)
#DAM_EART_TRTM_M2 = 'dam_eart_trtm_m2' # foundation cleaning and treatment area of an earthfill dam (m²)
DAM_EART_UPST_I = 'dam_eart_upst_i' # upstream slope of the earthfill dam (m)
DAM_MIN0_0000_EL = 'dam_min0_0000_el' # terrain minimum elevation along the dam axis (m)
DAM_MXWL_AXIS_W = 'dam_mxwl_axis_w' # dam axis length for the maximum reservoir water level (m)
#DAM_ROCK_CLAY_M3 = 'dam_rock_clay_m3' # clay core volume of the rockfill dam (m³)
#DAM_ROCK_CONC_M3 = 'dam_rock_conc_m3' # concrete face volume of the rockfill dam (m³)
DAM_ROCK_DWST_I = 'dam_rock_dwst_i' # downstream slope of the rockfill dam (m)
#DAM_ROCK_FILL_M3 = 'dam_rock_fill_m3' # rockfill volume of the rockfill dam (m³)
#DAM_ROCK_SLEX_M3 = 'dam_rock_slex_m3' # common excavation volume of a rockfill dam (m³)
#DAM_ROCK_TRAN_M3 = 'dam_rock_tran_m3' # transitions volumes of a rockfill dam (m³)
#DAM_ROCK_TRTM_M2 = 'dam_rock_trtm_m2' # foundation cleaning and treatment area of a rockfill dam (m²)
DAM_ROCK_UPST_I = 'dam_rock_upst_i' # upstream slope of the rockfill dam (m)
DAM_TRWL_0001_H = 'dam_trwl_0001_h' # transition wall 1 height (numbering from left to right) (m)
DAM_TRWL_0001_L = 'dam_trwl_0001_l' # transition wall 1 length (if zero, it´s a retaining wall) (m)
DAM_TRWL_0002_H = 'dam_trwl_0002_h' # transition wall 2 height (numbering from left to right) (m)
DAM_TRWL_0002_L = 'dam_trwl_0002_l' # transition wall 2 length (if zero, it´s a retaining wall) (m)
DAM_TRWL_0003_H = 'dam_trwl_0003_h' # transition wall 3 height (numbering from left to right) (m)
DAM_TRWL_0003_L = 'dam_trwl_0003_l' # transition wall 3 length (if zero, it´s a retaining wall) (m)
DAM_TRWL_0004_H = 'dam_trwl_0004_h' # transition wall 4 height (numbering from left to right) (m)
DAM_TRWL_0004_L = 'dam_trwl_0004_l' # transition wall 4 extension (if zero, it´s a retaining wall) (m)
#DAM_TRWL_CONC_M3 = 'dam_trwl_conc_m3' # structural concrete volume of the transition walls (m³)
#DAM_TRWL_RKEX_M3 = 'dam_trwl_rkex_m3' # surface rock excavation volume of the transition walls (m³)
#DAM_TRWL_SLEX_M3 = 'dam_trwl_slex_m3' # common excavation volume of the transition walls (m³)
#DAM_TRWL_TRTM_M2 = 'dam_trwl_trtm_m2' # foundation cleaning and treatment area of the transition walls (m²)
DIV_CFD1_DFLD_Q = 'div_cfd1_dfld_q' # design flood for the 1st phase diversion structures (m³/s)
#DIV_CFD1_DWST_EL = 'div_cfd1_dwst_el' # crest elevation of the first phase downstream cofferdam (m)
#DIV_CFD1_FILL_M3 = 'div_cfd1_fill_m3' # total volume of the first phase cofferdam (m³)
#DIV_CFD1_UPST_EL = 'div_cfd1_upst_el' # crest elevation of the first phase upstream cofferdam (m)
DIV_CFD2_DFLD_Q = 'div_cfd2_dfld_q' # design flood for the 2nd phase diversion structures (m³/s)
DIV_CFD2_DWST_EL = 'div_cfd2_dwst_el' # crest elevation of the second phase downstream cofferdam (m)
#DIV_CFD2_FILL_M3 = 'div_cfd2_fill_m3' # total volume of the second phase cofferdam (m³)
DIV_CFD2_UPST_EL = 'div_cfd2_upst_el' # crest elevation of the second phase upstream cofferdam (m)
DIV_CHAN_APPR_EL = 'div_chan_appr_el' # sill elevation of the diversion approach channel (m)
DIV_CHAN_BOTM_W = 'div_chan_botm_w' # sill width of the diversion channels (m)
#DIV_CHAN_REGC_M3 = 'div_chan_regc_m3' # dental concrete volume for the regularization of the diversion channels (m²)
DIV_CHAN_REST_EL = 'div_chan_rest_el' # sill elevation of the diversion restitiution channel (m)
#DIV_CHAN_RKEX_M3 = 'div_chan_rkex_m3' # surface rock excavation volume of the diversion channels (m³)
#DIV_CHAN_SLEX_M3 = 'div_chan_slex_m3' # common excavation volume of the diversion channels (m³)
#DIV_G0S0_EMBP_CT = 'div_g0s0_embp_ct' # embedded parts cost of the diversion gallery or sluiceway equipment ($)
#DIV_G0S0_EMBP_T = 'div_g0s0_embp_t' # weight of the embedded parts of the diversion gallery or sluiceway equipment (t)
#DIV_G0S0_FWGT_CT = 'div_g0s0_fwgt_ct' # fixed wheel gates cost of the diversion gallery or sluiceway ($)
#DIV_G0S0_FWGT_N = 'div_g0s0_fwgt_n' # number of fixed wheel gates of the diversion gallery or sluiceway
#DIV_G0S0_FWGT_T = 'div_g0s0_fwgt_t' # weight of the fixed wheel gates of the diversion gallery or sluiceway (t)
#DIV_G0S0_SLOG_CT = 'div_g0s0_slog_ct' # stoplogs cost of the diversion gallery or sluiceway ($)
#DIV_G0S0_SLOG_N = 'div_g0s0_slog_n' # number of stoplogs of the diversion gallery or sluiceway
#DIV_G0S0_SLOG_T = 'div_g0s0_slog_t' # weight of the stoplogs of the diversion gallery or sluiceway (t)
#DIV_GALL_CONC_M3 = 'div_gall_conc_m3' # structural concrete volume of the diversion gallery (including intake) (m³)
#DIV_GALL_CONC_TH = 'div_gall_conc_th' # concrete wall thickness of the diversion gallery (m)
#DIV_GALL_CTER_EL = 'div_gall_cter_el' # mean terrain elevation around the gallery (m)
DIV_GALL_ENDL_X = 'div_gall_endl_x' # indicator of the end of the diversion gallery dimensioning (0 = end; 1 = continue)
#DIV_GALL_GATE_H = 'div_gall_gate_h' # gate height of the diversion gallery (m)
#DIV_GALL_GATE_N = 'div_gall_gate_n' # number of gates of the diversion gallery
#DIV_GALL_GATE_W = 'div_gall_gate_w' # gate width of the diversion gallery (m)
DIV_GALL_LOOP_N = 'div_gall_loop_n' # number of iterations for the diversion gallery dimensioning
#DIV_GALL_RKEX_M3 = 'div_gall_rkex_m3' # surface rock excavation volume of the diversion gallery (m³)
DIV_GALL_TOTL_L = 'div_gall_totl_l' # total length of the diversion gallery (m)
DIV_GALL_TOTL_W = 'div_gall_totl_w' # total width of the diversion gallery (m)
#DIV_GALL_TRTM_M2 = 'div_gall_trtm_m2' # foundation cleaning and treatment area of the diversion gallery (m²)
#DIV_SLUI_CONC_M3 = 'div_slui_conc_m3' # structural concrete volume of the sluiceway (m³)
#DIV_SLUI_GATE_H = 'div_slui_gate_h' # gate height of the sluiceway (m)
#DIV_SLUI_GATE_N = 'div_slui_gate_n' # number of gates of the sluiceway (m)
#DIV_SLUI_GATE_W = 'div_slui_gate_w' # gate width of the sluiceway (m)
#DIV_SLUI_RKEX_M3 = 'div_slui_rkex_m3' # surface rock excavation volume of the sluiceway (m³)
#DIV_SLUI_SLOG_CT = 'div_slui_slog_ct' # downstream stoplogs cost of the sluiceway ($)
#DIV_SLUI_SLOG_N = 'div_slui_slog_n' # number of downstream stoplogs of the sluiceway
#DIV_SLUI_SLOG_T = 'div_slui_slog_t' # weight of the downstream stoplogs of the sluiceway (t)
#DIV_SLUI_TOTL_W = 'div_slui_totl_w' # total width of the sluiceway (m)
#DIV_SLUI_TRTM_M2 = 'div_slui_trtm_m2' # foundation cleaning and treatment area of the sluiceway (m²)
DIV_SPT1_RBNK_EL = 'div_spt1_rbnk_el' # minimum terrain elevation for the excavation septum in the 1st phase diversion (m)
DIV_SPT1_RBNK_W = 'div_spt1_rbnk_w' # minimum distance from the septum to locate the structures (m)
#DIV_TUND_0000_D = 'div_tund_0000_d' # height and widht of the diversion tunnel cross section (arch with straight sides) (m)
#DIV_TUND_0000_N = 'div_tund_0000_n' # number of diversion tunnels
#DIV_TUND_CONC_L = 'div_tund_conc_l' # concrete lining length of the diversion tunnel (m)
#DIV_TUND_CONC_M3 = 'div_tund_conc_m3' # structural concrete volume of the diversion tunnels (including intake) (m³)
#DIV_TUND_CONC_TH = 'div_tund_conc_th' # concrete lining thickness of the diversion tunnel (m)
DIV_TUND_DTER_EL = 'div_tund_dter_el' # terrain minimum elevation to define the outlet location of the diversion tunnel (m)
#DIV_TUND_EMBP_CT = 'div_tund_embp_ct' # embedded parts cost of the diversion tunnel equipment ($)
#DIV_TUND_EMBP_T = 'div_tund_embp_t' # weight of the embedded parts of the diversion tunnel equipment (t)
DIV_TUND_ENDL_X = 'div_tund_endl_x' # indicator of the end of the diversion tunnel dimensioning (0 = end; 1 = continue)
#DIV_TUND_FWGT_CT = 'div_tund_fwgt_ct' # fixed wheel gates cost of the diversion tunnel ($)
#DIV_TUND_FWGT_N = 'div_tund_fwgt_n' # number of fixed wheel gates of the diversion tunnel
#DIV_TUND_FWGT_T = 'div_tund_fwgt_t' # weight of the fixed wheel gates of the diversion tunnel (t)
DIV_TUND_LOOP_N = 'div_tund_loop_n' # number of iterations for the diversion tunnel dimensioning
#DIV_TUND_ROCK_L = 'div_tund_rock_l' # no-lining length of the diversion tunnel (m)
#DIV_TUND_SHOT_L = 'div_tund_shot_l' # shotcrete lining length of the diversion tunnel (m)
#DIV_TUND_SHOT_M3 = 'div_tund_shot_m3' # shotcrete volume of the diversion tunnels (m³)
#DIV_TUND_SHOT_TH = 'div_tund_shot_th' # shotcrete lining thickness of the diversion tunnel (m)
#DIV_TUND_SLOG_CT = 'div_tund_slog_ct' # stoplogs cost of the diversion tunnel ($)
#DIV_TUND_SLOG_N = 'div_tund_slog_n' # number of stoplogs of the diversion tunnel
#DIV_TUND_SLOG_T = 'div_tund_slog_t' # weight of the stoplogs of the diversion tunnel (t)
DIV_TUND_TOTL_L = 'div_tund_totl_l' # total length of the diversion tunnel, obtained from the topography (m)
#DIV_TUND_TRTM_M2 = 'div_tund_trtm_m2' # foundation cleaning and treatment area of the diversion tunnel (m²)
#DIV_TUND_UGEX_M3 = 'div_tund_ugex_m3' # underground rock excavation volume of the channels of the diversion tunnel (m³)
DIV_TUND_UTER_EL = 'div_tund_uter_el' # terrain minimum elevation to define the intlet location of the diversion tunnel (m)
#DYK_BOTM_DWST_L = 'dyk_botm_dwst_l' # maximum dyke downstream transversal length (m)
#DYK_BOTM_MAX0_L = 'dyk_botm_max0_l' # maximum dyke transversal length (m)
#DYK_BOTM_UPST_L = 'dyk_botm_upst_l' # maximum dyke upstream transversal length (m)
DYK_CONC_DWST_I = 'dyk_conc_dwst_i' # downstream slope of the concrete dyke
DYK_CONC_UPST_I = 'dyk_conc_upst_i' # upstream slope of the concrete dyke
DYK_CRST_0000_EL = 'dyk_crst_0000_el' # dyke crest elevation (m)
DYK_CRST_0000_L = 'dyk_crst_0000_l' # dyke crest width (m)
#DYK_CRST_MAX0_H = 'dyk_crst_max0_h' # maximum dyke height (m)
DYK_EART_DWST_I = 'dyk_eart_dwst_i' # downstream slope of the earthfill dyke
DYK_EART_FILT_EL = 'dyk_eart_filt_el' # vertical filter top elevation of the earthfill dyke (m)
DYK_EART_RIPR_EL = 'dyk_eart_ripr_el' # rip-rap bottom elevation of the earthfill dyke (m)
DYK_EART_UPST_I = 'dyk_eart_upst_i' # upstream slope of the earthfill dyke
DYK_MIN0_0000_EL = 'dyk_min0_0000_el' # terrain minimum elevation along the dyke axis (m)
DYK_ROCK_DWST_I = 'dyk_rock_dwst_i' # downstream slope of the rockfill dyke
DYK_ROCK_UPST_I = 'dyk_rock_upst_i' # upstream slope of the rockfill dyke
ENR_HEAD_DWST_H = 'enr_head_dwst_h' # gross head due to the diversion of the hydraulic system (m)
ENR_HEAD_UPST_H = 'enr_head_upst_h' # gross head due to the dam (m)
ENR_INST_CPCY_P = 'enr_inst_cpcy_p' # installed capacity (MW)
ENR_LOSS_MAX0_PC = 'enr_loss_max0_pc' # maximum head loss (percentage)
ENR_LOSS_PUMP_PC = 'enr_loss_pump_pc' # pumping head loss (percentage)
ERR_MSG0_0000_TX = 'err_msg0_0000_tx' # error message
FIL_BULB_FOOT_X = 'fil_bulb_foot_x' # filter for the bulb turbines selection in a foot of the dam layout
FIL_DIV0_GALL_X = 'fil_div0_gall_x' # filter for the diversion gallery selection
FIL_DIV0_RBED_X = 'fil_div0_rbed_x' # filter for the selection of a riverbed diversion through the spillway without sluiceway
FIL_DIV0_SLUI_X = 'fil_div0_slui_x' # filter for the selection of a riverbed diversion through the spillway with sluiceway
FIL_EDIS_SJMP_X = 'fil_edis_sjmp_x' # filter for the ski jump selection
FIL_FRHZ_CHAN_X = 'fil_frhz_chan_x' # filter for the horizontal francis turbines selection with a channeldiversion
FIL_FRHZ_FOOT_X = 'fil_frhz_foot_x' # filter for the horizontal francis turbines selection in a foot of the dam layout
FIL_FRHZ_TUNL_X = 'fil_frhz_tunl_x' # filter for the horizontal francis turbines selection with a tunnel diversion
FIL_FRVT_CHAN_X = 'fil_frvt_chan_x' # filter for the vertical francis turbines selection with a channel diversion
FIL_FRVT_FOOT_X = 'fil_frvt_foot_x' # filter for the vertical francis turbines selection in a foot of the dam layout
FIL_FRVT_TUNL_X = 'fil_frvt_tunl_x' # filter for the vertical francis turbines selection with a tunnel diversion
FIL_KAPC_FOOT_X = 'fil_kapc_foot_x' # filter for the concrete kaplan turbines selection in a foot of the dam layout
FIL_KAPS_CHAN_X = 'fil_kaps_chan_x' # filter for the steel kaplan turbines selection with a channel diversion
FIL_KAPS_FOOT_X = 'fil_kaps_foot_x' # filter for the steel kaplan turbines selection in a foot of the dam layout
FIL_PELT_TUNL_X = 'fil_pelt_tunl_x' # filter for the pelton turbines selection with a tunnel diversion
FIL_SPW0_CHUT_X = 'fil_spw0_chut_x' # filter for the chute spillway selection
GEO_QUAL_ROCK_X = 'geo_qual_rock_x' # rock quality (1 - good; 2 - medium; 3 - poor)
GEO_ROCK_EXCV_TH = 'geo_rock_excv_th' # rock excavation thickness for concrete structures (m)
GEO_SOIL_EXCV_TH = 'geo_soil_excv_th' # soil excavation thickness for earthfill dams (m)
GEO_SOIL_HSY0_TH = 'geo_soil_hsy0_th' # soil thickness on the hydraulic circuit alignment of a PSH (m)
GEO_SOIL_LBNK_TH = 'geo_soil_lbnk_th' # soil thickness on the left riverbank (m)
GEO_SOIL_RBED_TH = 'geo_soil_rbed_th' # soil thickness on the riverbed (m)
GEO_SOIL_RBNK_TH = 'geo_soil_rbnk_th' # soil thickness on the right riverbank (m)
GEO_SOIL_XRES_TH = 'geo_soil_xres_th' # soil thickness on the site of a PSH reservoir (m)
#HSY_CHAN_CONC_L = 'hsy_chan_conc_l' # concrete lining length of the headrace channel (m)
#HSY_CHAN_CONC_M3 = 'hsy_chan_conc_m3' # structural concrete volume of the headrace channel (m³)
#HSY_CHAN_CONC_TH = 'hsy_chan_conc_th' # concrete lining thickness of the headrace channel (m)
HSY_CHAN_ITER_EL = 'hsy_chan_iter_el' # terrain minimum elevation at the riverside slope to define the headrace channel location (m)
#HSY_CHAN_REGC_M3 = 'hsy_chan_regc_m3' # dental concrete volume for the regularization of headrace channel (m³)
#HSY_CHAN_RKEX_M3 = 'hsy_chan_rkex_m3' # surface rock excavation volume of the headrace channel (m³)
#HSY_CHAN_SHOT_M3 = 'hsy_chan_shot_m3' # shotcrete volume of the headrace channel (m³)
HSY_CHAN_SILL_EL = 'hsy_chan_sill_el' # final elevation of the headrace channel sill (m)
HSY_CHAN_SILL_W = 'hsy_chan_sill_w' # width of the headrace channel (m)
#HSY_CHAN_SLEX_M3 = 'hsy_chan_slex_m3' # common excavation volume of the headrace channel (m³)
HSY_CHAN_TOTL_L = 'hsy_chan_totl_l' # total length of the headrace channel, including the forebay (m)
#HSY_CHAN_TRTM_M2 = 'hsy_chan_trtm_m2' # foundation cleaning and treatment area of the headrace channel (m²)
#HSY_FBAY_CONC_M3 = 'hsy_fbay_conc_m3' # structural concrete volume of the forebay (m³)
#HSY_FBAY_CRST_EL = 'hsy_fbay_crst_el' # crest elevation of the forebay (m)
#HSY_FBAY_RKEX_M3 = 'hsy_fbay_rkex_m3' # surface rock excavation volume of the forebay (m³)
#HSY_FBAY_SLEX_M3 = 'hsy_fbay_slex_m3' # common excavation volume of the forebay (m³)
#HSY_FBAY_STRC_H = 'hsy_fbay_strc_h' # useful height of the forebay (m)
#HSY_FBAY_STRC_L = 'hsy_fbay_strc_l' # length of the forebay (m)
#HSY_FBAY_STRC_W = 'hsy_fbay_strc_w' # width of the forebay (m)
#HSY_FBAY_TRTM_M2 = 'hsy_fbay_trtm_m2' # foundation cleaning and treatment area of the forebay (m²)
#HSY_INCH_REGC_M3 = 'hsy_inch_regc_m3' # dental concrete volume for the regularization of the intake channel (m³)
#HSY_INCH_RKEX_M3 = 'hsy_inch_rkex_m3' # surface rock excavation volume of the intake channel (m³)
#HSY_INCH_SLEX_M3 = 'hsy_inch_slex_m3' # common excavation volume of the intake channel (m³)
#HSY_INFB_CRAN_CT = 'hsy_infb_cran_ct' # crane cost of the forebay intake ($)
#HSY_INFB_CRAN_T = 'hsy_infb_cran_t' # weight of the crane of the forebay intake (t)
#HSY_INFB_EMBP_CT = 'hsy_infb_embp_ct' # embedded parts cost of the forebay intake equipment ($)
#HSY_INFB_EMBP_T = 'hsy_infb_embp_t' # weight of the embedded parts of the forebay intake equipment (t)
#HSY_INFB_FWGT_CT = 'hsy_infb_fwgt_ct' # fixed wheel gates cost of the forebay intake ($)
#HSY_INFB_FWGT_N = 'hsy_infb_fwgt_n' # number of fixed wheel gates of the forebay intake
#HSY_INFB_FWGT_T = 'hsy_infb_fwgt_t' # weight of the fixed wheel gates of the forebay intake (t)
#HSY_INFB_GATE_H = 'hsy_infb_gate_h' # gate height of the forebay intake (m)
#HSY_INFB_GATE_N = 'hsy_infb_gate_n' # number of gates of the forebay intake
#HSY_INFB_GATE_W = 'hsy_infb_gate_w' # gate width of the forebay intake (m)
#HSY_INFB_RACK_CT = 'hsy_infb_rack_ct' # trash racks cost of the forebay intake ($)
#HSY_INFB_RACK_T = 'hsy_infb_rack_t' # weight of the trash racks of the forebay intake (t)
HSY_INFB_SILL_EL = 'hsy_infb_sill_el' # elevation of the forebay intake sill (m)
#HSY_INFB_SLOG_CT = 'hsy_infb_slog_ct' # stoplogs cost of the forebay intake ($)
#HSY_INFB_SLOG_N = 'hsy_infb_slog_n' # number of stoplogs of the forebay intake
#HSY_INFB_SLOG_T = 'hsy_infb_slog_t' # weight of the stoplogs of the forebay intake (t)
#HSY_INFB_SUBM_H = 'hsy_infb_subm_h' # submergence of the forebay intake (m)
#HSY_INFB_TOTL_H = 'hsy_infb_totl_h' # total height of the forebay intake (m)
HSY_INFB_TOTL_L = 'hsy_infb_totl_l' # total length of the forebay intake (m)
HSY_INFB_TOTL_W = 'hsy_infb_totl_w' # total width of the forebay intake (m)
#HSY_INPP_CONC_M3 = 'hsy_inpp_conc_m3' # structural concrete volume of the pumping intake (m³)
#HSY_INPP_CRAN_CT = 'hsy_inpp_cran_ct' # crane cost of the pumping intake ($)
#HSY_INPP_CRAN_T = 'hsy_inpp_cran_t' # weight of the crane of the pumping intake (t)
#HSY_INPP_EMBP_CT = 'hsy_inpp_embp_ct' # embedded parts cost of the pumping intake equipment ($)
#HSY_INPP_EMBP_T = 'hsy_inpp_embp_t' # weight of the embedded parts of the pumping intake equipment (t)
#HSY_INPP_FWGT_CT = 'hsy_inpp_fwgt_ct' # fixed wheel gates cost of the pumping intake ($)
#HSY_INPP_FWGT_N = 'hsy_inpp_fwgt_n' # number of fixed wheel gates of the pumping intake
#HSY_INPP_FWGT_T = 'hsy_inpp_fwgt_t' # weight of the fixed wheel gates of the pumping intake (t)
#HSY_INPP_GATE_H = 'hsy_inpp_gate_h' # gate height of the pumping intake (m)
#HSY_INPP_GATE_N = 'hsy_inpp_gate_n' # number of gates of the pumping intake
#HSY_INPP_GATE_W = 'hsy_inpp_gate_w' # gate width of the pumping intake (m)
#HSY_INPP_RACK_CT = 'hsy_inpp_rack_ct' # trash racks cost of the pumping intake ($)
#HSY_INPP_RACK_T = 'hsy_inpp_rack_t' # weight of the trash racks of the pumping intake (t)
#HSY_INPP_RKEX_M3 = 'hsy_inpp_rkex_m3' # surface rock excavation volume of the pumping intake (m³)
HSY_INPP_SILL_EL = 'hsy_inpp_sill_el' # elevation of the pumping intake sill (m)
#HSY_INPP_SLEX_M3 = 'hsy_inpp_slex_m3' # common excavation volume of the pumping intake (m³)
#HSY_INPP_SLOG_CT = 'hsy_inpp_slog_ct' # stoplogs cost of the pumping intake ($)
#HSY_INPP_SLOG_N = 'hsy_inpp_slog_n' # number of stoplogs of the pumping intake
#HSY_INPP_SLOG_T = 'hsy_inpp_slog_t' # weight of the stoplogs of the pumping intake (t)
#HSY_INPP_SUBM_H = 'hsy_inpp_subm_h' # submergence of the pumping intake (m)
#HSY_INPP_TOTL_H = 'hsy_inpp_totl_h' # total height of the pumping intake (m)
HSY_INPP_TOTL_L = 'hsy_inpp_totl_l' # total length of the pumping intake (m)
HSY_INPP_TOTL_W = 'hsy_inpp_totl_w' # total width of the pumping intake (m)
#HSY_INPP_TRTM_M2 = 'hsy_inpp_trtm_m2' # foundation cleaning and treatment area of the pumping intake (m²)
HSY_INTK_CHAN_EL = 'hsy_intk_chan_el' # elevation of the intake channel sill (m)
HSY_INTK_CHAN_W = 'hsy_intk_chan_w' # width of the intake channel (m)
#HSY_INTK_CONC_M3 = 'hsy_intk_conc_m3' # structural concrete volume of the intake (m³)
#HSY_INTK_CRAN_CT = 'hsy_intk_cran_ct' # crane cost of the intake ($)
#HSY_INTK_CRAN_T = 'hsy_intk_cran_t' # weight of the crane of the intake (t)
#HSY_INTK_EMBP_CT = 'hsy_intk_embp_ct' # embedded parts cost of the intake equipment ($)
#HSY_INTK_EMBP_T = 'hsy_intk_embp_t' # weight of the embedded parts of the intake equipment (t)
#HSY_INTK_FWGT_CT = 'hsy_intk_fwgt_ct' # fixed wheel gates cost of the intake ($)
#HSY_INTK_FWGT_N = 'hsy_intk_fwgt_n' # number of fixed wheel gates of the intake
#HSY_INTK_FWGT_T = 'hsy_intk_fwgt_t' # weight of the fixed wheel gates of the intake (t)
HSY_INTK_GATE_H = 'hsy_intk_gate_h' # gate height of the intake (m)
HSY_INTK_GATE_N = 'hsy_intk_gate_n' # number of gates of the intake
HSY_INTK_GATE_W = 'hsy_intk_gate_w' # gate width of the intake (m)
#HSY_INTK_RACK_CT = 'hsy_intk_rack_ct' # trash racks cost of the intake ($)
#HSY_INTK_RACK_T = 'hsy_intk_rack_t' # weight of the trash racks of the intake (t)
#HSY_INTK_RKEX_M3 = 'hsy_intk_rkex_m3' # surface rock excavation volume of the intake (m³)
HSY_INTK_SILL_EL = 'hsy_intk_sill_el' # elevation of the intake sill (m)
#HSY_INTK_SLEX_M3 = 'hsy_intk_slex_m3' # common excavation volume of the intake (m³)
#HSY_INTK_SLOG_CT = 'hsy_intk_slog_ct' # stoplogs cost of the intake ($)
#HSY_INTK_SLOG_N = 'hsy_intk_slog_n' # number of stoplogs of the intake
#HSY_INTK_SLOG_T = 'hsy_intk_slog_t' # weight of the stoplogs of the intake (t)
#HSY_INTK_SUBM_H = 'hsy_intk_subm_h' # submergence of the intake (m)
#HSY_INTK_TOTL_H = 'hsy_intk_totl_h' # total height of the intake (m)
HSY_INTK_TOTL_L = 'hsy_intk_totl_l' # total length of the intake (m)
HSY_INTK_TOTL_W = 'hsy_intk_totl_w' # total width of the intake (m)
#HSY_INTK_TRTM_M2 = 'hsy_intk_trtm_m2' # foundation cleaning and treatment area of the intake (m²)
#HSY_LPPS_CONC_M3 = 'hsy_lpps_conc_m3' # structural concrete volume of the low pressure penstock (m³)
#HSY_LPPS_RKEX_M3 = 'hsy_lpps_rkex_m3' # surface rock excavation volume of the low pressure penstock (m³)
#HSY_LPPS_SLEX_M3 = 'hsy_lpps_slex_m3' # common excavation volume of the low pressure penstock (m³)
#HSY_LPPS_TRTM_M2 = 'hsy_lpps_trtm_m2' # foundation cleaning and treatment area of the low pressure penstock (m²)
HSY_PSTK_0000_I = 'hsy_pstk_0000_i' # slope of the penstock from the forebay intake to the powerhouse
HSY_PSTK_BRCH_D = 'hsy_pstk_brch_d' # diameter of the penstock branch (m)
HSY_PSTK_BRCH_L = 'hsy_pstk_brch_l' # total length of the penstock branch (m)
HSY_PSTK_BRCH_N = 'hsy_pstk_brch_n' # number of penstock branch
#HSY_PSTK_CONC_M3 = 'hsy_pstk_conc_m3' # structural concrete volume of the penstock blocks (m³)
HSY_PSTK_ENDL_X = 'hsy_pstk_endl_x' # indicator of the end of the penstock dimensioning (0 = end; 1 = continue)
#HSY_PSTK_HZPJ_L = 'hsy_pstk_hzpj_l' # horizontal projection of the penstock (m)
HSY_PSTK_LOOP_N = 'hsy_pstk_loop_n' # number of iterations for the penstock dimensioning
#HSY_PSTK_OVPR_H = 'hsy_pstk_ovpr_h' # overpressure in the penstock (m)
#HSY_PSTK_RKEX_M3 = 'hsy_pstk_rkex_m3' # surface rock excavation volume of the penstock (m³)
#HSY_PSTK_SLEX_M3 = 'hsy_pstk_slex_m3' # common excavation volume of the penstock (m³)
#HSY_PSTK_STEE_T = 'hsy_pstk_stee_t' # weight of the steel lined penstock (t)
#HSY_PSTK_STEE_TH = 'hsy_pstk_stee_th' # maximum thickness of the steel lined penstock (mm)
#HSY_PSTK_TRTM_M2 = 'hsy_pstk_trtm_m2' # foundation cleaning and treatment area of the penstock blocks (m²)
#HSY_STLW_0000_D = 'hsy_stlw_0000_d' # diameter of the lower surge tank (m)
#HSY_STLW_CONC_M3 = 'hsy_stlw_conc_m3' # structural concrete volume of the lower surge tank (m³)
HSY_STLW_MAX0_WL = 'hsy_stlw_max0_wl' # maximum water level in the lower surge tank (m)
HSY_STLW_MIN0_WL = 'hsy_stlw_min0_wl' # minimum water level in the lower surge tank (m)
#HSY_STLW_TRTM_M2 = 'hsy_stlw_trtm_m2' # cleaning and treatment area of the lower surge tank (m²)
#HSY_STLW_UGEX_M3 = 'hsy_stlw_ugex_m3' # underground rock excavation volume of the lower surge tank (m³)
HSY_STNK_0000_D = 'hsy_stnk_0000_d' # diameter of the surge tank (m)
#HSY_STNK_CONC_M3 = 'hsy_stnk_conc_m3' # structural concrete volume of the surge tank (m³)
HSY_STNK_CTER_EL = 'hsy_stnk_cter_el' # terrain maximum elevation to define the location of the surge tank (m)
#HSY_STNK_MAX0_WL = 'hsy_stnk_max0_wl' # maximum water level in the surge tank (m)
#HSY_STNK_MIN0_WL = 'hsy_stnk_min0_wl' # minimum water level in the surge tank (m)
#HSY_STNK_RKEX_M3 = 'hsy_stnk_rkex_m3' # surface rock excavation volume of the surge tank (m³)
#HSY_STNK_SLEX_M3 = 'hsy_stnk_slex_m3' # common excavation volume of the surge tank (m³)
#HSY_STNK_STEE_T = 'hsy_stnk_stee_t' # steel lining of the surge tank (t)
#HSY_STNK_TRTM_M2 = 'hsy_stnk_trtm_m2' # cleaning and treatment area of the surge tank (m²)
#HSY_STNK_UGEX_M3 = 'hsy_stnk_ugex_m3' # underground rock excavation volume of the surge tank (m³)
#HSY_TRCE_0000_D = 'hsy_trce_0000_d' # height and widht of the tailrace tunnel section (m)
#HSY_TRCE_0000_L = 'hsy_trce_0000_l' # total lenght of the tailrace tunnel (m)
HSY_TRCE_CHAN_EL = 'hsy_trce_chan_el' # elevation of the tailrace sill (m)
HSY_TRCE_CHAN_W = 'hsy_trce_chan_w' # width of the tailrace sill (m)
#HSY_TRCE_CONC_M3 = 'hsy_trce_conc_m3' # structural concrete volume of the tailrace (m³)
#HSY_TRCE_DWST_EL = 'hsy_trce_dwst_el' # downstream elevation of the tailrace tunnel sill (m)
#HSY_TRCE_MAX0_WL = 'hsy_trce_max0_wl' # maximum water level in the tailrace (m)
HSY_TRCE_MIN0_WL = 'hsy_trce_min0_wl' # minimum water level in the tailrace (m)
#HSY_TRCE_REGC_M3 = 'hsy_trce_regc_m3' # dental concrete volume for the regularization of the tailrace (m³)
#HSY_TRCE_RKEX_M3 = 'hsy_trce_rkex_m3' # surface rock excavation volume of the tailrace (m³)
#HSY_TRCE_SHOT_M3 = 'hsy_trce_shot_m3' # shotcrete volume of the underground tailrace (m³)
#HSY_TRCE_SLEX_M3 = 'hsy_trce_slex_m3' # common excavation volume of the tailrace (m³)
#HSY_TRCE_TRTM_M2 = 'hsy_trce_trtm_m2' # foundation cleaning and treatment area of the tailrace (m²)
#HSY_TRCE_UGEX_M3 = 'hsy_trce_ugex_m3' # underground rock excavation volume of the tailrace (m³)
#HSY_TRCE_UPST_EL = 'hsy_trce_upst_el' # upstream elevation of the tailrace tunnel sill (m)
#HSY_TUNL_0000_D = 'hsy_tunl_0000_d' # height and widht of the low pressure tunnel cross section (arch with straight sides) (m)
#HSY_TUNL_CONC_L = 'hsy_tunl_conc_l' # concrete lining length of the low pressure tunnel (m)
#HSY_TUNL_CONC_M3 = 'hsy_tunl_conc_m3' # concrete volume of the low pressure tunnel (m³)
#HSY_TUNL_DWST_EL = 'hsy_tunl_dwst_el' # downstream elevation of the low pressure tunnel sill (m)
#HSY_TUNL_SHOT_L = 'hsy_tunl_shot_l' # shotcrete lining length of the low pressure tunnel (m)
#HSY_TUNL_SHOT_M3 = 'hsy_tunl_shot_m3' # shotcrete volume of the low pressure tunnel (m³)
HSY_TUNL_TOTL_L = 'hsy_tunl_totl_l' # total length of the low pressure tunnel (m)
#HSY_TUNL_TRTM_M2 = 'hsy_tunl_trtm_m2' # foundation cleaning and treatment area of the low pressure tunnel (m²)
#HSY_TUNL_UGEX_M3 = 'hsy_tunl_ugex_m3' # underground rock excavation volume of the low pressure tunnel (m³)
#HSY_TUNL_UPST_EL = 'hsy_tunl_upst_el' # upstream elevation of the low pressure tunnel sill (m)
HSY_TUNL_UTER_EL = 'hsy_tunl_uter_el' # terrain minimum elevation to define the inlet location of the low pressure tunnel (m)
HSY_TUNN_0000_N = 'hsy_tunn_0000_n' # number of hydraulic conveyances by tunnel
HSY_TUNP_0000_D = 'hsy_tunp_0000_d' # diameter of the high pressure tunnel cross section (m)
HSY_TUNP_CONC_L = 'hsy_tunp_conc_l' # concrete lining length of the high pressure tunnel (m)
#HSY_TUNP_CONC_M3 = 'hsy_tunp_conc_m3' # concrete volume of the high pressure tunnel (m³)
HSY_TUNP_DTER_EL = 'hsy_tunp_dter_el' # terrain minimum elevation to define the outlet location of the high pressure tunnel (m)
HSY_TUNP_DWST_EL = 'hsy_tunp_dwst_el' # downstream elevation of the high pressure tunnel sill (m)
HSY_TUNP_MAX0_EL = 'hsy_tunp_max0_el' # maximum terrain elevation for the steel lining of the high pressure tunnel (m)
HSY_TUNP_MIN0_L = 'hsy_tunp_min0_l' # minimum steel lining length of the high pressure tunnel (m)
HSY_TUNP_STEE_D = 'hsy_tunp_stee_d' # diameter of the penstock in the high pressure tunnel (m)
HSY_TUNP_STEE_L = 'hsy_tunp_stee_l' # steel lining length of the high pressure tunnel (m)
#HSY_TUNP_STEE_TH = 'hsy_tunp_stee_th' # maximum thickness of the steel lined penstock in the high pressure tunnel (mm)
#HSY_TUNP_TRTM_M2 = 'hsy_tunp_trtm_m2' # foundation cleaning and treatment area of the high pressure tunnel (m²)
#HSY_TUNP_UGEX_M3 = 'hsy_tunp_ugex_m3' # underground rock excavation volume of the high pressure tunnel (m³)
#HSY_TUNP_UPST_EL = 'hsy_tunp_upst_el' # upstream elevation of the high pressure tunnel sill (m)
#HSY_TUNP_VERT_D = 'hsy_tunp_vert_d' # diameter of the vertical high pressure tunnel (m)
#HSY_TUNP_VERT_L = 'hsy_tunp_vert_l' # length of the vertical high pressure tunnel (m)
HYD_DAM0_RBNK_EL = 'hyd_dam0_rbnk_el' # elevation of the riverbanks at the dam axis (m)
HYD_MANN_COEF_K = 'hyd_mann_coef_k' # manning coefficient for the rating curve
HYD_RVER_AXIS_W = 'hyd_rver_axis_w' # river width at the dam axis (m)
HYD_RVER_SLOP_I = 'hyd_rver_slop_i' # river slope in a 1000 meters segment (m/m)
HYD_TRCE_RBNK_EL = 'hyd_trce_rbnk_el' # elevation of the riverbanks at the tailrace (m)
LAY_ABUT_WL01_DT = 'lay_abut_wl01_dt' # distance between the transition wall 1 and the left abutment (numbering from left to right) (m)
#LAY_ABUT_WL01_X = 'lay_abut_wl01_x' # layout definition: if zero, there is no wall 1, dam closure in concrete
LAY_ABUT_WL04_DT = 'lay_abut_wl04_dt' # distance between the transition wall 4 and the right abutment (numbering from left to right) (m)
#LAY_ABUT_WL04_X = 'lay_abut_wl04_x' # layout definition: if zero, there is no wall 4, dam closure in concrete
LAY_CFD1_SPW0_DT = 'lay_cfd1_spw0_dt' # distance between the axis of 1st phase cofferdam and the spillway (m)
#LAY_CHAN_CFDW_DT = 'lay_chan_cfdw_dt' # minimum distance between the diversion channel and the second phase downstream cofferdam (m)
#LAY_CHAN_CFUP_DT = 'lay_chan_cfup_dt' # minimum distance between the diversion channel and the second phase upstream cofferdam (m)
LAY_CHAN_INTK_L = 'lay_chan_intk_l' # hydraulic system length from the river up to the inlet structure (channel + intake) (m)
LAY_DAM0_CFDW_DT = 'lay_dam0_cfdw_dt' # distance between the dam axis and the second phase downstream cofferdam (m)
LAY_DAM0_CFUP_DT = 'lay_dam0_cfup_dt' # distance between the dam axis and the second phase upstream cofferdam (m)
LAY_DAM0_PWH0_DT = 'lay_dam0_pwh0_dt' # distance between the dam axis and the upstream wall of the powerhouse (m)
LAY_DAM0_SPW0_DT = 'lay_dam0_spw0_dt' # distance between the dam axis and the upstream face of the spillway (m)
LAY_DAM0_TRCE_L = 'lay_dam0_trce_l' # the shortest length between the dam axis and the tailrace (m)
LAY_DAM2_CFDW_DT = 'lay_dam2_cfdw_dt' # distance between the dam axis and the second phase downstream cofferdam in the riverbank (m)
LAY_DAM2_CFUP_DT = 'lay_dam2_cfup_dt' # distance between the dam axis and the second phase upstream cofferdam in the riverbank (m)
LAY_DIV0_LCTN_X = 'lay_div0_lctn_x' # diversion location along the dam axis (r - right riverbank; b - riverbed; l - left riverbank)
LAY_HSY0_LCTN_X = 'lay_hsy0_lctn_x' # hydraulic system location along the dam axis (r - right riverbank; b - riverbed; l - left riverbank)
#LAY_INTK_PWH0_H = 'lay_intk_pwh0_h' # vertical distance from the intake gate axis to the turbine center line (m)
LAY_PSTK_PWH0_L = 'lay_pstk_pwh0_l' # hydraulic system length comprising penstock branches and the underground powerhouse (m)
LAY_PSTK_TRCE_L = 'lay_pstk_trce_l' # hydraulic system length from the outlet structure up to the river (penstock + powerhouse + tailrace) (m)
LAY_RVCT_CFD1_DT = 'lay_rvct_cfd1_dt' # distance between riverbed midpoint and the 1st phase cofferdam (m)
LAY_SPW0_LCTN_X = 'lay_spw0_lctn_x' # spillway location along the dam axis (r - right riverbank; b - riverbed; l - left riverbank)
LAY_TRCE_INTK_L = 'lay_trce_intk_l' # hydraulic system length comprising the underground tailrace and the pumping intake (m)
LAY_UPPR_LOWR_L = 'lay_uppr_lowr_l' # the shortest length between the upper and the lower reservoir (m)
LAY_WL02_WL03_DT = 'lay_wl02_wl03_dt' # distance between the transition walls 2 and 3 (numbering from left to right) (m)
#LAY_WL02_WL03_X = 'lay_wl02_wl03_x' # layout definition: if zero, there is no walls, dam closure in concrete
#OTH_ACCS_BRDG_L = 'oth_accs_brdg_l' # length of the access bridges (m)
#OTH_ACCS_ROAD_L = 'oth_accs_road_l' # length of the access roads (km)
#OTH_FISH_TRAN_CT = 'oth_fish_tran_ct' # fish transfer system cost ($)
#OTH_PORT_LOCK_CT = 'oth_port_lock_ct' # port or lock system cost ($)
PSH_EQP0_CONF_X = 'psh_eqp0_conf_x' # identification for the equipment configuration type (fixed speed = 0, variable speed = 1)
PSH_GENR_CYCL_TM = 'psh_genr_cycl_tm' # generation time of the pumped storage hydro (PSH) (h)
PSH_PUMP_CYCL_TM = 'psh_pump_cycl_tm' # pumping time of the pumped storage hydro (PSH) (h)
PSH_PUMP_FLOW_Q = 'psh_pump_flow_q' # pumping inflow (m³/s)
PWH_0000_CTER_EL = 'pwh_0000_cter_el' # terrain minimum elevation to define the location of the power house (m)
PWH_ABLY_AREA_L = 'pwh_ably_area_l' # length of the assembly area (m)
PWH_ABLY_AREA_W = 'pwh_ably_area_w' # width of the assembly area (m)
PWH_ACCS_0000_L = 'pwh_accs_0000_l' # length of the access tunnel to the underground powerhouse (m)
#PWH_ACCS_SHOT_M3 = 'pwh_accs_shot_m3' # shotcrete volume of the access tunnel to the underground powerhouse (m³)
#PWH_ACCS_TRTM_M2 = 'pwh_accs_trtm_m2' # foundation cleaning and treatment area of the access tunnel to the underground powerhouse (m²)
#PWH_ACCS_UGEX_M3 = 'pwh_accs_ugex_m3' # underground rock excavation volume of the access tunnel to the underground powerhouse (m³)
PWH_DECK_DFLD_Q = 'pwh_deck_dfld_q' # design flood for the powerhouse deck (m³/s)
#PWH_DTUB_EMBP_CT = 'pwh_dtub_embp_ct' # embedded parts cost of the draft tube equipment ($)
#PWH_DTUB_EMBP_T = 'pwh_dtub_embp_t' # weight of the embedded parts of the draft tube equipment (t)
#PWH_DTUB_FWGT_CT = 'pwh_dtub_fwgt_ct' # fixed wheel gates cost of the draft tube ($)
#PWH_DTUB_FWGT_N = 'pwh_dtub_fwgt_n' # number of fixed wheel gates of the draft tube
#PWH_DTUB_FWGT_T = 'pwh_dtub_fwgt_t' # weight of the fixed wheel gates of the draft tube (t)
PWH_DTUB_GATE_H = 'pwh_dtub_gate_h' # gate height of the draft tube (m)
#PWH_DTUB_GATE_N = 'pwh_dtub_gate_n' # number of gates of the draft tube per powerhouse block
PWH_DTUB_GATE_W = 'pwh_dtub_gate_w' # gate width of the draft tube (m)
#PWH_DTUB_GTRY_CT = 'pwh_dtub_gtry_ct' # gantry crane cost ($)
#PWH_DTUB_GTRY_T = 'pwh_dtub_gtry_t' # weight of the gantry crane (t)
#PWH_DTUB_SLOG_CT = 'pwh_dtub_slog_ct' # stoplogs cost of the draft tube ($)
#PWH_DTUB_SLOG_N = 'pwh_dtub_slog_n' # number of stoplogs of the draft tube
#PWH_DTUB_SLOG_T = 'pwh_dtub_slog_t' # weight of the stoplogs of the draft tube (t)
#PWH_GENR_0000_CT = 'pwh_genr_0000_ct' # generator cost ($)
#PWH_GENR_0000_T = 'pwh_genr_0000_t' # weight of the generator (t)
PWH_GENR_HOUS_D = 'pwh_genr_hous_d' # diameter of the generator housing (m)
PWH_GENR_TOTL_N = 'pwh_genr_totl_n' # number of generators
#PWH_MISC_INST_CT = 'pwh_misc_inst_ct' # installations and final works cost ($)
#PWH_MISC_LDEV_CT = 'pwh_misc_ldev_ct' # land developments cost ($)
#PWH_PELT_TYPE_X = 'pwh_pelt_type_x' # identification for the pelton type
#PWH_STRC_BLCK_N = 'pwh_strc_blck_n' # number of powerhouse blocks
PWH_STRC_BLCK_W = 'pwh_strc_blck_w' # total width of one block of the powerhouse (m)
#PWH_STRC_BRDG_CT = 'pwh_strc_brdg_ct' # bridge crane cost ($)
#PWH_STRC_BRDG_T = 'pwh_strc_brdg_t' # weight of the bridge crane (t)
PWH_STRC_CLDW_L = 'pwh_strc_cldw_l' # distance from the center line of the generator units to the downstream face wall (m)
#PWH_STRC_CONC_M3 = 'pwh_strc_conc_m3' # structural concrete volume of the powerhouse (m³)
PWH_STRC_DECK_EL = 'pwh_strc_deck_el' # elevation of the powerhouse deck (m)
PWH_STRC_MIN1_EL = 'pwh_strc_min1_el' # elevation of the upstream powerhouse foundation (m)
PWH_STRC_MIN2_EL = 'pwh_strc_min2_el' # minimum elevation of the powerhouse foundation (m)
PWH_STRC_MIN3_EL = 'pwh_strc_min3_el' # elevation of the downstream powerhouse foundation (m)
#PWH_STRC_RKEX_M3 = 'pwh_strc_rkex_m3' # surface rock excavation volume of the powerhouse (m³)
#PWH_STRC_SHOT_M3 = 'pwh_strc_shot_m3' # shotcrete volume of the underground powerhouse (m³)
#PWH_STRC_SLEX_M3 = 'pwh_strc_slex_m3' # common excavation volume of the powerhouse (m³)
PWH_STRC_TOTL_L = 'pwh_strc_totl_l' # total length of the powerhouse (m)
PWH_STRC_TOTL_W = 'pwh_strc_totl_w' # total width of the powerhouse (m)
#PWH_STRC_TRTM_M2 = 'pwh_strc_trtm_m2' # foundation cleaning and treatment area of the powerhouse (m²)
#PWH_STRC_UGEX_M3 = 'pwh_strc_ugex_m3' # underground rock excavation volume of the powerhouse (m³)
PWH_STRC_UPCL_L = 'pwh_strc_upcl_l' # distance from the upstream face wall to the center line of the generator units (m)
#PWH_TURB_0000_CT = 'pwh_turb_0000_ct' # turbine cost ($)
#PWH_TURB_0000_T = 'pwh_turb_0000_t' # weight of the turbine (t)
PWH_TURB_BULB_L = 'pwh_turb_bulb_l' # length of the bulb turbine (m)
#PWH_TURB_CJET_D = 'pwh_turb_cjet_d' # jet diameter (m)
#PWH_TURB_CLIN_EL = 'pwh_turb_clin_el' # center line of the generator units (m)
PWH_TURB_DTUB_H = 'pwh_turb_dtub_h' # height from the draft tube to the center of the distributor (m)
PWH_TURB_DTUB_L = 'pwh_turb_dtub_l' # length of the draft tube (m)
PWH_TURB_INLT_D = 'pwh_turb_inlt_d' # diameter of the turbine inlet (m)
PWH_TURB_ROTR_D = 'pwh_turb_rotr_d' # diameter of the turbine rotor (m)
#PWH_TURB_SP0B_W = 'pwh_turb_sp0b_w' # smaller width of the spiral casing from the turbine axis (m)
#PWH_TURB_SP0C_W = 'pwh_turb_sp0c_w' # larger width of the spiral casing from the turbine axis (m)
#PWH_TURB_SPSP_DL = 'pwh_turb_spsp_dl' # specific speed of the turbine
#PWH_TURB_TOTL_N = 'pwh_turb_totl_n' # number of turbines
#PWH_VALV_BFLY_CT = 'pwh_valv_bfly_ct' # butterfly valve cost ($)
#PWH_VALV_BFLY_N = 'pwh_valv_bfly_n' # number of butterfly valves
#PWH_VALV_BFLY_T = 'pwh_valv_bfly_t' # weight of the butterfly valve (t)
#PWH_VALV_SPHR_CT = 'pwh_valv_sphr_ct' # spherical valve cost ($)
#PWH_VALV_SPHR_N = 'pwh_valv_sphr_n' # number of spherical valves
#PWH_VALV_SPHR_T = 'pwh_valv_sphr_t' # weight of the spherical valve (t)
RES_MAX0_0000_WL = 'res_max0_0000_wl' # maximum water level of the reservoir (m)
RES_MAX0_MAX0_WL = 'res_max0_max0_wl' # maximum maximorum water level of the reservoir (m)
RES_MIN0_0000_WL = 'res_min0_0000_wl' # minimum water level of the reservoir (m)
#RES_MMAX_RISE_H = 'res_mmax_rise_h' # maximum maximorum water level rising (m)
RES_TYPE_WATC_X = 'res_type_watc_x' # identification for the reservoir type according to its location (in a watercourse = 0 or not =1)
RTC_DAM0_A0CF_K = 'rtc_dam0_a0cf_k' # coefficient "a" of the dam rating curve
RTC_DAM0_B0CF_K = 'rtc_dam0_b0cf_k' # exponent "b" of the dam rating curve
RTC_DAM0_ZERO_WL = 'rtc_dam0_zero_wl' # dam rating curve zero (m)
RTC_TRCE_A0CF_K = 'rtc_trce_a0cf_k' # coefficient "a" of the tailrace rating curve
RTC_TRCE_B0CF_K = 'rtc_trce_b0cf_k' # exponent "b" of the tailrace rating curve
RTC_TRCE_ZERO_WL = 'rtc_trce_zero_wl' # tailrace rating curve zero (m)
#SPW_APPR_REGC_M3 = 'spw_appr_regc_m3' # dental concrete volume for the regularization of the spillway approach channel (m³)
#SPW_APPR_RKEX_M3 = 'spw_appr_rkex_m3' # surface rock excavation volume of the spillway approach channel (m³)
#SPW_APPR_SLEX_M3 = 'spw_appr_slex_m3' # common excavation volume of the spillway approach channel (m³)
SPW_CHAN_APPR_EL = 'spw_chan_appr_el' # elevation of the spillway approach channel sill (m)
SPW_CHAN_REST_EL = 'spw_chan_rest_el' # elevation of the spillway restitution channel sill (m)
SPW_CHUT_HZPJ_L = 'spw_chut_hzpj_l' # horizontal projection of the spillway chute (m)
SPW_DIMS_COEF_K = 'spw_dims_coef_k' # initial dimensioning coefficient of the spillway (H = kv Q 0.4)
#SPW_DIMS_DSCH_K = 'spw_dims_dsch_k' # spillway discharge coefficient
SPW_DIMS_FROU_V = 'spw_dims_frou_v' # froude number
SPW_DIMS_HEAD_H = 'spw_dims_head_h' # design head of the spillway
SPW_EDIS_CURV_R = 'spw_edis_curv_r' # radius of curvature at the stilling basin or ski jump inlet (m)
SPW_EDIS_DFLD_Q = 'spw_edis_dfld_q' # design flood for the energy dissipator wall (m³/s)
SPW_EDIS_ENDL_X = 'spw_edis_endl_x' # indicator of the end of the stilling basin dimensioning (0 = end; 1 = continue)
SPW_EDIS_FNDN_EL = 'spw_edis_fndn_el' # elevation of the stilling basin wall or ski jump foundation (m)
SPW_EDIS_LOOP_N = 'spw_edis_loop_n' # number of iterations for the stilling basin dimensioning
SPW_EDIS_SILL_EL = 'spw_edis_sill_el' # elevation of the stilling basin sill or ski jump (m)
SPW_EDIS_TOTL_L = 'spw_edis_totl_l' # length of the stilling basin or ski jump (m)
#SPW_EDIS_TOTL_W = 'spw_edis_totl_w' # width of the stilling basin or ski jump (m)
SPW_EDIS_WALL_EL = 'spw_edis_wall_el' # elevation of the stilling basin wall or ski jump wall (m)
SPW_GEOM_000A_I = 'spw_geom_000a_i' # spillway crest geometry HDC 111-20, plate 3-2, slope of the downstream line (a:1)
SPW_GEOM_00FS_I = 'spw_geom_00fs_i' # spillway crest geometry HDC 111-20, plate 3-2, slope of the upstream line (1:FS)
SPW_GEOM_CF0A_K = 'spw_geom_cf0a_k' # spillway crest geometry HDC 111-20, plate 3-2, coefficient A
SPW_GEOM_CF0B_K = 'spw_geom_cf0b_k' # spillway crest geometry HDC 111-20, plate 3-2, coefficient B
SPW_GEOM_CF0K_K = 'spw_geom_cf0k_k' # spillway crest geometry HDC 111-20, plate 3-2, coefficient k
SPW_GEOM_ENDL_X = 'spw_geom_endl_x' # indicator of the end of the ogee geometry dimensioning (0 = end; 1 = continue)
SPW_GEOM_LOOP_N = 'spw_geom_loop_n' # number of iterations for the ogee geometry dimensioning
SPW_GEOM_X0D1_C = 'spw_geom_x0d1_c' # spillway crest geometry, ending x coordinate of the downstream ellipse
SPW_GEOM_X0D2_C = 'spw_geom_x0d2_c' # spillway crest geometry, starting x coordinate of the stilling basin or ski jump arc
SPW_GEOM_X0D3_C = 'spw_geom_x0d3_c' # spillway crest geometry, ending x coordinate of the stilling basin or ski jump arc
SPW_GEOM_X0U1_C = 'spw_geom_x0u1_c' # spillway crest geometry, starting x coordinate of the upstream ellipse
SPW_MIN0_0000_EL = 'spw_min0_0000_el' # terrain minimum elevation along the saddle axis for spillways in reservoirs outside the drainage network (m)
SPW_MXWL_AXIS_W = 'spw_mxwl_axis_w' # saddle axis length for the maximum reservoir water level for spillways outside the drainage network (m)
#SPW_OGEE_CRAN_CT = 'spw_ogee_cran_ct' # crane cost of the spillway ($)
#SPW_OGEE_CRAN_T = 'spw_ogee_cran_t' # weight of the crane of the spillway (t)
SPW_OGEE_CTER_EL = 'spw_ogee_cter_el' # average elevation of the rock layer along the longitudinal section of the spillway (m)
#SPW_OGEE_EMBP_CT = 'spw_ogee_embp_ct' # embedded parts cost of the spillway equipment ($)
#SPW_OGEE_EMBP_T = 'spw_ogee_embp_t' # weight of the embedded parts of the spillway equipment (t)
#SPW_OGEE_GATE_N = 'spw_ogee_gate_n' # number of spillway gates
SPW_OGEE_GATE_W = 'spw_ogee_gate_w' # width of the spillway gate (m)
SPW_OGEE_PILR_N = 'spw_ogee_pilr_n' # number of spillway pillars
#SPW_OGEE_PILR_TH = 'spw_ogee_pilr_th' # thickness of the spillway pillars (m)
#SPW_OGEE_SEGM_CT = 'spw_ogee_segm_ct' # segment gates cost of the spillway ($)
#SPW_OGEE_SEGM_N = 'spw_ogee_segm_n' # number of segment gates of the spillway
#SPW_OGEE_SEGM_T = 'spw_ogee_segm_t' # weight of the segment gates of the spillway (t)
SPW_OGEE_SILL_EL = 'spw_ogee_sill_el' # elevation of the spillway ogee (m)
#SPW_OGEE_SILL_L = 'spw_ogee_sill_l' # length of the spillway ogee (m)
#SPW_OGEE_SLOG_CT = 'spw_ogee_slog_ct' # stoplogs cost of the spillway ($)
#SPW_OGEE_SLOG_N = 'spw_ogee_slog_n' # number of stoplogs of the spillway
#SPW_OGEE_SLOG_T = 'spw_ogee_slog_t' # weight of the stoplogs of the spillway (t)
#SPW_OGEE_SLUI_L = 'spw_ogee_slui_l' # length of the spillway ogee over the sluiceways (m)
#SPW_REST_REGC_M3 = 'spw_rest_regc_m3' # dental concrete volume for the regularization of the spillway restitution channel (m³)
#SPW_REST_RKEX_M3 = 'spw_rest_rkex_m3' # surface rock excavation volume of the spillway restitution channel (m³)
#SPW_REST_SLEX_M3 = 'spw_rest_slex_m3' # common excavation volume of the spillway restitution channel (m³)
#SPW_SLUI_SLOG_CT = 'spw_slui_slog_ct' # downstream stoplogs cost of the sluiceway ($)
#SPW_SLUI_SLOG_N = 'spw_slui_slog_n' # number of downstream stoplogs of the sluiceway
#SPW_SLUI_SLOG_T = 'spw_slui_slog_t' # weight of the downstream stoplogs of the sluiceway (t)
SPW_STRC_DFLD_Q = 'spw_strc_dfld_q' # design flood for the spillway dimensioning (m³/s)
SPW_STRC_TOTL_L = 'spw_strc_totl_l' # total length of the spillway (m)
SPW_STRC_TOTL_W = 'spw_strc_totl_w' # total width of the spillway (m)
#SPW_TOTL_CONC_M3 = 'spw_totl_conc_m3' # structural concrete volume of the spillway (m³)
#SPW_TOTL_RKEX_M3 = 'spw_totl_rkex_m3' # surface rock excavation volume of the spillway (m³)
#SPW_TOTL_SLEX_M3 = 'spw_totl_slex_m3' # common excavation volume of the spillway (m³)
#SPW_TOTL_TRTM_M2 = 'spw_totl_trtm_m2' # foundation cleaning and treatment area of the spillway (m²)
SPW_TYPE_0000_X = 'spw_type_0000_x' # identification for the spillway type